{"text_format":"3","workbook":"xlsx","n_sheets":3,"sheets":["1931 xy","1976 Lab","1976 uv"],"not_rendered":{"charts":3,"macros":1},"read":"whole","date_system":"1900"}

{"sheet":"1931 xy","index":0,"n_rows":1002,"n_cols":28,"rows_kept":1002}
[{"$nulls":14},"DESIGN Data",{"$nulls":4},"Transform and Calculate",{"$nulls":4},"Ellipse 0-360° x 2°",null,null,"DESIGN CIE"]
["Center x",{"$nulls":4},"1. Open FilmStar DESIGN, load a design, set tolerance values (<Ctrl+N>)",{"$nulls":7},"x","y","Y",null,"Angle","Radius","X","Y","Pass",null,"Angle","X","Y",null,"Tolerance Box"]
[0.267,{"$nulls":4},"2. Click [Calculate] to draw scatter plot (1000 iterations, so not instant)",{"$nulls":7},0.25956934690475464,0.14295615255832672,8.302478790283203,null,{"$f":"(ATAN2($N3-$A$3, $O3-$A$6))-$C$15","v":{"v":-1.715208134910462,"d":"-1.71521"}},{"$f":"SQRT(($N3-$A$3)^2+($O3-$A$6)^2)","v":{"v":9.270860255576446E-3,"d":"0.00927"}},{"$f":"$S3*COS($R3)","v":{"v":-1.3341730724219503E-3,"d":"-0.00133"}},{"$f":"$S3*SIN($R3)","v":{"v":-0.009174357312163678,"d":"-0.00917"}},{"$f":"IF(($T3/$A$9)^2 +($U3/$A$12)^2<=1, \"OK\", \"NG\")","v":"OK"},null,{"v":0,"d":"0.00000"},{"$f":"$A$3+$A$9*COS($X3)*COS($C$15)-$A$12*SIN($X3)*SIN($C$15)","v":0.27053553390593277},{"$f":"$A$6+$A$9*COS($X3)*SIN($C$15)+$A$12*SIN($X3)*COS($C$15)","v":0.14496446609406727},null,{"$f":"TEXT($Y3, \"0\" & DeciSep() & \"00000\") & ListSep() & TEXT($Z3, \"0\" & DeciSep() & \"00000\")","v":"0.27054,0.14496"}]
[{"$nulls":5},"3. Click [Copy] to transfer ellipse to DESIGN or MEASURE Tolerance Box",{"$nulls":7},0.2665395438671112,0.14890095591545105,8.494370460510254,null,{"v":3.2105560040209324,"d":"3.21056"},{"v":6.1056162379411914E-4,"d":"0.00061"},{"$f":"$S4*COS($R4)","v":{"v":-6.0911030077691309E-4,"d":"-0.00061"}},{"$f":"$S4*SIN($R4)","v":{"v":-4.2073007232308606E-5,"d":"-0.00004"}},"OK",null,{"v":0.03490658503988659,"d":"0.03491"},0.27078015686198753,0.14521339655357918,null,{"$f":"TEXT($Y4, \"0\" & DeciSep() & \"00000\") & ListSep() & TEXT($Z4, \"0\" & DeciSep() & \"00000\")","v":"0.27078,0.14521"}]
["Center y",{"$nulls":12},0.2700839638710022,0.15130069851875305,8.673055648803711,null,{"v":1.5226972426100338,"d":"1.52270"},{"v":0.00416590270536799,"d":"0.00417"},{"v":2.0029885145055184E-4,"d":"0.00020"},{"v":0.004161084680789364,"d":"0.00416"},"OK",null,{"v":0.06981317007977318,"d":"0.06981"},0.2710201742791945,0.14546633123312813,null,{"$f":"TEXT($Y5, \"0\" & DeciSep() & \"00000\") & ListSep() & TEXT($Z5, \"0\" & DeciSep() & \"00000\")","v":"0.27102,0.14547"}]
[0.1485,{"$nulls":12},0.2654658257961273,0.14551101624965668,8.323009490966797,null,{"v":-1.259610230302597,"d":"-1.25961"},{"v":3.3597193852530024E-3,"d":"0.00336"},{"v":1.0287056956443023E-3,"d":"0.00103"},{"v":-3.198355661804013E-3,"d":"-0.00320"},"OK",null,{"v":0.10471975511965977,"d":"0.10472"},0.2712552937333027,0.14572296197076864,null,{"$f":"TEXT($Y6, \"0\" & DeciSep() & \"00000\") & ListSep() & TEXT($Z6, \"0\" & DeciSep() & \"00000\")","v":"0.27126,0.14572"}]
[{"$nulls":13},0.266870379447937,0.14784541726112366,8.490713119506836,null,{"v":-0.980889269020627,"d":"-0.98089"},{"v":6.6729307620562277E-4,"d":"0.00067"},{"v":3.7120432216222662E-4,"d":"0.00037"},{"v":-5.5451546485201376E-4,"d":"-0.00055"},"OK",null,{"v":0.13962634015954636,"d":"0.13963"},0.2714852287674746,0.14598297610147787,null,{"$f":"TEXT($Y7, \"0\" & DeciSep() & \"00000\") & ListSep() & TEXT($Z7, \"0\" & DeciSep() & \"00000\")","v":"0.27149,0.14598"}]
["Radius a",{"$nulls":12},0.2677445709705353,0.14926999807357788,8.527223587036133,null,{"v":1.587583091770949,"d":"1.58758"},{"v":1.0711129555175225E-3,"d":"0.00107"},{"v":-1.7979676987368805E-5,"d":"-0.00002"},{"v":1.0709620416676363E-3,"d":"0.00107"},"OK",null,{"v":0.17453292519943295,"d":"0.17453"},0.27170969924128985,0.14624605683808964,null,{"$f":"TEXT($Y8, \"0\" & DeciSep() & \"00000\") & ListSep() & TEXT($Z8, \"0\" & DeciSep() & \"00000\")","v":"0.27171,0.14625"}]
[0.005,{"$nulls":12},0.2721005976200104,0.14859279990196228,8.581164360046387,null,{"v":0.8035900835209993,"d":"0.80359"},{"v":0.005101441747492523,"d":"0.00510"},{"v":0.003541047725242311,"d":"0.00354"},{"v":3.6722866051842706E-3,"d":"0.00367"},"OK",null,{"v":0.20943951023931953,"d":"0.20944"},0.2719284316720531,0.14651188365725085,null,{"$f":"TEXT($Y9, \"0\" & DeciSep() & \"00000\") & ListSep() & TEXT($Z9, \"0\" & DeciSep() & \"00000\")","v":"0.27193,0.14651"}]
[{"$nulls":13},0.2699796259403229,0.15024235844612122,8.592855453491211,null,{"v":1.3145345014297836,"d":"1.31453"},{"v":3.4516639029625778E-3,"d":"0.00345"},{"v":8.7488023529166644E-4,"d":"0.00087"},{"v":3.3389471803116104E-3,"d":"0.00334"},"OK",null,{"v":0.24434609527920614,"d":"0.24435"},0.2721411595679907,0.14678013268992987,null,{"$f":"TEXT($Y10, \"0\" & DeciSep() & \"00000\") & ListSep() & TEXT($Z10, \"0\" & DeciSep() & \"00000\")","v":"0.27214,0.14678"}]
["Radius b",{"$nulls":12},0.2663790285587311,0.14583303034305573,8.405960083007812,null,{"v":-1.0141601311780404,"d":"-1.01416"},{"v":2.7383083613671134E-3,"d":"0.00274"},{"v":1.4467392125996038E-3,"d":"0.00145"},{"v":-2.3249254466885007E-3,"d":"-0.00232"},"OK",null,{"v":0.2792526803190927,"d":"0.27925"},0.27234762375292965,0.14705047711600097,null,{"$f":"TEXT($Y11, \"0\" & DeciSep() & \"00000\") & ListSep() & TEXT($Z11, \"0\" & DeciSep() & \"00000\")","v":"0.27235,0.14705"}]
[0.01,{"$nulls":12},0.2645517587661743,0.15114235877990723,8.562549591064453,null,{"v":3.103478572861084,"d":"3.10348"},{"v":3.6022139110215567E-3,"d":"0.00360"},{"v":-3.5995977900188875E-3,"d":"-0.00360"},{"v":1.3726183318154637E-4,"d":"0.00014"},"OK",null,{"v":0.3141592653589793,"d":"0.31416"},0.2725475726820639,0.1473225875624243,null,{"$f":"TEXT($Y12, \"0\" & DeciSep() & \"00000\") & ListSep() & TEXT($Z12, \"0\" & DeciSep() & \"00000\")","v":"0.27255,0.14732"}]
[{"$nulls":13},0.26764222979545593,0.14605100452899933,8.361793518066406,null,{"v":-0.5289310922487274,"d":"-0.52893"},{"v":0.002531805270385761,"d":"0.00253"},{"v":0.002185826348086641,"d":"0.00219"},{"v":-1.2775762611927843E-3,"d":"-0.00128"},"OK",null,{"v":0.3490658503988659,"d":"0.34907"},0.2727407627484231,0.14759613250453638,null,{"$f":"TEXT($Y13, \"0\" & DeciSep() & \"00000\") & ListSep() & TEXT($Z13, \"0\" & DeciSep() & \"00000\")","v":"0.27274,0.14760"}]
["Tilt (deg)",{"$nulls":12},0.2625245749950409,0.14702537655830383,8.428457260131836,null,{"v":-2.0379037589943563,"d":"-2.03790"},{"v":0.00471210603337968,"d":"0.00471"},{"v":-2.1218871343784327E-3,"d":"-0.00212"},{"v":-0.004207319605018433,"d":"-0.00421"},"OK",null,{"v":0.3839724354387525,"d":"0.38397"},0.27292695857967014,0.14787077866996154,null,{"$f":"TEXT($Y14, \"0\" & DeciSep() & \"00000\") & ListSep() & TEXT($Z14, \"0\" & DeciSep() & \"00000\")","v":"0.27293,0.14787"}]
[-45,null,{"$f":"$A$15*PI()/180","v":{"v":-0.7853981633974483,"d":"-0.7854"}},{"$nulls":10},0.2684110403060913,0.14833298325538635,8.53721809387207,null,{"v":0.6675820657196762,"d":"0.66758"},{"v":1.4208903329939117E-3,"d":"0.00142"},{"v":1.1158548416527023E-3,"d":"0.00112"},{"v":8.796574962766882E-4,"d":"0.00088"},"OK",null,{"v":0.41887902047863906,"d":"0.41888"},0.27310593332486577,0.14814619144465324,null,{"$f":"TEXT($Y15, \"0\" & DeciSep() & \"00000\") & ListSep() & TEXT($Z15, \"0\" & DeciSep() & \"00000\")","v":"0.27311,0.14815"}]
[{"$nulls":13},0.26452356576919556,0.1486179232597351,8.43482494354248,null,{"v":3.8794085919469303,"d":"3.87941"},{"v":2.479240285790513E-3,"d":"0.00248"},{"v":-1.8344877743826466E-3,"d":"-0.00183"},{"v":-1.667719101146002E-3,"d":"-0.00167"},"OK",null,{"v":0.4537856055185257,"d":"0.45379"},0.273277468930852,0.14842203528056963,null,{"$f":"TEXT($Y16, \"0\" & DeciSep() & \"00000\") & ListSep() & TEXT($Z16, \"0\" & DeciSep() & \"00000\")","v":"0.27328,0.14842"}]
["Yield",{"$nulls":12},0.2650517523288727,0.14808443188667297,8.438611030578613,null,{"v":-2.146040405887042,"d":"-2.14604"},{"v":1.9920757628331463E-3,"d":"0.00199"},{"v":-1.0837681087066018E-3,"d":"-0.00108"},{"v":-0.001671470170663472,"d":"-0.00167"},"OK",null,{"v":0.4886921905584123,"d":"0.48869"},0.27344135640791595,0.14869797410448707,null,{"$f":"TEXT($Y17, \"0\" & DeciSep() & \"00000\") & ListSep() & TEXT($Z17, \"0\" & DeciSep() & \"00000\")","v":"0.27344,0.14870"}]
[{"v":0.969,"d":"96.9%"},{"$nulls":12},0.26174452900886536,0.14325137436389923,8.202982902526855,null,{"v":-1.5714480110194202,"d":"-1.57145"},{"v":7.4275195325621355E-3,"d":"0.00743"},{"v":-4.8403969640984014E-6,"d":"-0.00000"},{"v":-0.007427517955356909,"d":"-0.00743"},"OK",null,{"v":0.5235987755982988,"d":"0.52360"},0.27359739608441175,0.14897367172745374,null,{"$f":"TEXT($Y18, \"0\" & DeciSep() & \"00000\") & ListSep() & TEXT($Z18, \"0\" & DeciSep() & \"00000\")","v":"0.27360,0.14897"}]
[{"$nulls":13},0.27187037467956543,0.15323013067245483,8.723555564880371,null,{"v":1.5561893839785466,"d":"1.55619"},{"v":0.006789306717025679,"d":"0.00679"},{"v":9.91674884486611e-05,"d":"0.00010"},{"v":6.7885824372312656E-3,"d":"0.00679"},"OK",null,{"v":0.5585053606381855,"d":"0.55851"},0.2737453978500296,0.1492487922543841,null,{"$f":"TEXT($Y19, \"0\" & DeciSep() & \"00000\") & ListSep() & TEXT($Z19, \"0\" & DeciSep() & \"00000\")","v":"0.27375,0.14925"}]
[{"$nulls":13},0.27333980798721313,0.15510566532611847,8.815302848815918,null,{"v":1.5913301432316898,"d":"1.59133"},{"v":0.009155762104566456,"d":"0.00916"},{"v":-1.879895271681862E-4,"d":"-0.00019"},{"v":0.009153831965526256,"d":"0.00915"},"OK",null,{"v":0.5934119456780721,"d":"0.59341"},0.27388518138741613,0.14952300049329506,null,{"$f":"TEXT($Y20, \"0\" & DeciSep() & \"00000\") & ListSep() & TEXT($Z20, \"0\" & DeciSep() & \"00000\")","v":"0.27389,0.14952"}]
[{"$nulls":13},0.2615809142589569,0.14396439492702484,8.250934600830078,null,{"v":-1.6593145920966075,"d":"-1.65931"},{"v":0.007066696798842769,"d":"0.00707"},{"v":-6.2471517143806955E-4,"d":"-0.00062"},{"v":-0.007039029379207743,"d":"-0.00704"},"OK",null,{"v":0.6283185307179586,"d":"0.62832"},0.27401657639186294,0.14979596236368609,null,{"$f":"TEXT($Y21, \"0\" & DeciSep() & \"00000\") & ListSep() & TEXT($Z21, \"0\" & DeciSep() & \"00000\")","v":"0.27402,0.14980"}]
[{"$nulls":13},0.26352301239967346,0.1499965786933899,8.531231880187988,null,{"v":3.5205350304070135,"d":"3.52054"},{"v":3.7853917311598305E-3,"d":"0.00379"},{"v":-3.5168424529677476E-3,"d":"-0.00352"},{"v":-1.4003605676171462E-3,"d":"-0.00140"},"OK",null,{"v":0.6632251157578452,"d":"0.66323"},0.27413942277879705,0.1500673453035647,null,{"$f":"TEXT($Y22, \"0\" & DeciSep() & \"00000\") & ListSep() & TEXT($Z22, \"0\" & DeciSep() & \"00000\")","v":"0.27414,0.15007"}]
[{"$nulls":13},0.2680571675300598,0.14813046157360077,8.52455997467041,null,{"v":0.44911964129475807,"d":"0.44912"},{"v":1.1198936713806144E-3,"d":"0.00112"},{"v":1.0088334565714146E-3,"d":"0.00101"},{"v":4.8622720213962014E-4,"d":"0.00049"},"OK",null,{"v":0.6981317007977318,"d":"0.69813"},0.27425357087881896,0.15033681867462192,null,{"$f":"TEXT($Y23, \"0\" & DeciSep() & \"00000\") & ListSep() & TEXT($Z23, \"0\" & DeciSep() & \"00000\")","v":"0.27425,0.15034"}]
[{"$nulls":13},0.2683577239513397,0.14968222379684448,8.502713203430176,null,{"v":1.5018100030011772,"d":"1.50181"},{"v":1.8002964849898769E-3,"d":"0.00180"},{"v":1.2409734934285506E-4,"d":"0.00012"},{"v":1.7960142766005464E-3,"d":"0.00180"},"OK",null,{"v":0.7330382858376184,"d":"0.73304"},0.27435888162005195,0.15060405416506437,null,{"$f":"TEXT($Y24, \"0\" & DeciSep() & \"00000\") & ListSep() & TEXT($Z24, \"0\" & DeciSep() & \"00000\")","v":"0.27436,0.15060"}]
[{"$nulls":13},0.26994597911834717,0.15156088769435883,8.683432579040527,null,{"v":1.5899235300699297,"d":"1.58992"},{"v":0.004248273348457559,"d":"0.00425"},{"v":-8.1252633314348312E-5,"d":"-0.00008"},{"v":0.004247496256948826,"d":"0.00425"},"OK",null,{"v":0.767944870877505,"d":"0.76794"},0.2744552266975797,0.15086872618961134,null,{"$f":"TEXT($Y25, \"0\" & DeciSep() & \"00000\") & ListSep() & TEXT($Z25, \"0\" & DeciSep() & \"00000\")","v":"0.27446,0.15087"}]
[{"$nulls":13},0.26645374298095703,0.14979293942451477,8.547311782836914,null,{"v":2.7559392217288226,"d":"2.75594"},{"v":0.001403598620089921,"d":"0.00140"},{"v":-1.3005082771738743E-3,"d":"-0.00130"},{"v":5.2798419230178821E-4,"d":"0.00053"},"OK",null,{"v":0.8028514559173915,"d":"0.80285"},0.27454248872976617,0.1511305122861706,null,{"$f":"TEXT($Y26, \"0\" & DeciSep() & \"00000\") & ListSep() & TEXT($Z26, \"0\" & DeciSep() & \"00000\")","v":"0.27454,0.15113"}]
[{"$nulls":13},0.2667892575263977,0.14677003026008606,8.412552833557129,null,{"v":-0.9066194754603205,"d":"-0.90662"},{"v":1.7427586439888636E-3,"d":"0.00174"},{"v":0.00107425590217245,"d":"0.00107"},{"v":-1.3722907665088906E-3,"d":"-0.00137"},"OK",null,{"v":0.8377580409572781,"d":"0.83776"},0.27462056140126667,0.15138909350870852,null,{"$f":"TEXT($Y27, \"0\" & DeciSep() & \"00000\") & ListSep() & TEXT($Z27, \"0\" & DeciSep() & \"00000\")","v":"0.27462,0.15139"}]
[{"$nulls":13},0.2656398117542267,0.1478194147348404,8.451769828796387,null,{"v":-1.8922580556801614,"d":"-1.89226"},{"v":1.5209563988136852E-3,"d":"0.00152"},{"v":-4.8055187610655846E-4,"d":"-0.00048"},{"v":-1.4430447884465542E-3,"d":"-0.00144"},"OK",null,{"v":0.8726646259971648,"d":"0.87266"},0.27468934959255725,0.1516441548158368,null,{"$f":"TEXT($Y28, \"0\" & DeciSep() & \"00000\") & ListSep() & TEXT($Z28, \"0\" & DeciSep() & \"00000\")","v":"0.27469,0.15164"}]
[{"$nulls":13},0.26730069518089294,0.15302494168281555,8.619200706481934,null,{"v":2.2898392198148794,"d":"2.28984"},{"v":4.534921699951823E-3,"d":"0.00453"},{"v":-2.9869933469130437E-3,"d":"-0.00299"},{"v":3.4122405498720554E-3,"d":"0.00341"},"OK",null,{"v":0.9075712110370514,"d":"0.90757"},0.27474876949582283,0.15189538545464193,null,{"$f":"TEXT($Y29, \"0\" & DeciSep() & \"00000\") & ListSep() & TEXT($Z29, \"0\" & DeciSep() & \"00000\")","v":"0.27475,0.15190"}]
[{"$nulls":13},0.26492100954055786,0.14865030348300934,8.477625846862793,null,{"v":3.8548200028132142,"d":"3.85482"},{"v":2.0844165772359994E-3,"d":"0.00208"},{"v":-1.5763488639655484E-3,"d":"-0.00158"},{"v":-1.3637876398218177E-3,"d":"-0.00136"},"OK",null,{"v":0.9424777960769379,"d":"0.94248"},0.27479874871706417,0.15214247933928957,null,{"$f":"TEXT($Y30, \"0\" & DeciSep() & \"00000\") & ListSep() & TEXT($Z30, \"0\" & DeciSep() & \"00000\")","v":"0.27480,0.15214"}]
[{"$nulls":13},0.2704885005950928,0.14921589195728302,8.52350902557373,null,{"v":0.9878028901303494,"d":"0.98780"},{"v":3.5611989127911758E-3,"d":"0.00356"},{"v":1.9605303693716572E-3,"d":"0.00196"},{"v":2.9729544845551346E-3,"d":"0.00297"},"OK",null,{"v":0.9773843811168246,"d":"0.97738"},0.27483922636429886,0.15238513542394325,null,{"$f":"TEXT($Y31, \"0\" & DeciSep() & \"00000\") & ListSep() & TEXT($Z31, \"0\" & DeciSep() & \"00000\")","v":"0.27484,0.15239"}]
[{"$nulls":13},0.2654133439064026,0.14900465309619904,8.469025611877441,null,{"v":3.619047938358325,"d":"3.61905"},{"v":1.6649781700830578E-3,"d":"0.00166"},{"v":-1.4787789096628286E-3,"d":"-0.00148"},{"v":-7.6509165672456771E-4,"d":"-0.00077"},"OK",null,{"v":1.0122909661567112,"d":"1.01229"},0.27487015312174895,0.15262305806954207,null,{"$f":"TEXT($Y32, \"0\" & DeciSep() & \"00000\") & ListSep() & TEXT($Z32, \"0\" & DeciSep() & \"00000\")","v":"0.27487,0.15262"}]
[{"$nulls":13},0.2614535093307495,0.14523713290691376,8.377923965454102,null,{"v":-1.8244402155604273,"d":"-1.82444"},{"v":0.006435049371312385,"d":"0.00644"},{"v":-1.6147657163832286E-3,"d":"-0.00161"},{"v":-0.006229156611646659,"d":"-0.00623"},"OK",null,{"v":1.0471975511965976,"d":"1.04720"},0.27489149130992435,0.15285595740399155,null,{"$f":"TEXT($Y33, \"0\" & DeciSep() & \"00000\") & ListSep() & TEXT($Z33, \"0\" & DeciSep() & \"00000\")","v":"0.27489,0.15286"}]
[{"$nulls":13},0.26603221893310547,0.15159684419631958,8.645333290100098,null,{"v":2.6590844348087845,"d":"2.65908"},{"v":0.003244540671607902,"d":"0.00324"},{"v":-0.002874124086600869,"d":"-0.00287"},{"v":1.5054749763906985E-3,"d":"0.00151"},"OK",null,{"v":1.0821041362364843,"d":"1.08210"},0.27490321493152964,0.1530835496753281,null,{"$f":"TEXT($Y34, \"0\" & DeciSep() & \"00000\") & ListSep() & TEXT($Z34, \"0\" & DeciSep() & \"00000\")","v":"0.27490,0.15308"}]
[{"$nulls":13},0.2636708915233612,0.1516115367412567,8.53823471069336,null,{"v":3.1753608589981583,"d":"3.17536"},{"v":0.004556821714903806,"d":"0.00456"},{"v":-0.004554223908790639,"d":"-0.00455"},{"v":-1.5384644948319932E-4,"d":"-0.00015"},"OK",null,{"v":1.117010721276371,"d":"1.11701"},0.27490530970313776,0.15330555759742698,null,{"$f":"TEXT($Y35, \"0\" & DeciSep() & \"00000\") & ListSep() & TEXT($Z35, \"0\" & DeciSep() & \"00000\")","v":"0.27491,0.15331"}]
[{"$nulls":13},0.2720348834991455,0.15168185532093048,8.628324508666992,null,{"v":1.3489882423143098,"d":"1.34899"},{"v":0.005956026790848176,"d":"0.00596"},{"v":1.3102887905455838E-3,"d":"0.00131"},{"v":0.005810111738914477,"d":"0.00581"},"OK",null,{"v":1.1519173063162575,"d":"1.15192"},0.2748977730725923,0.15352171068783274,null,{"$f":"TEXT($Y36, \"0\" & DeciSep() & \"00000\") & ListSep() & TEXT($Z36, \"0\" & DeciSep() & \"00000\")","v":"0.27490,0.15352"}]
[{"$nulls":13},0.26619645953178406,0.14817796647548676,8.494831085205078,null,{"v":-1.9750259855861265,"d":"-1.97503"},{"v":8.6566903315940459E-4,"d":"0.00087"},{"v":-3.4047682508060208E-4,"d":"-0.00034"},{"v":-7.9590100298603179E-4,"d":"-0.00080"},"OK",null,{"v":1.1868238913561442,"d":"1.18682"},0.2748806142221165,0.15373174559730066,null,{"$f":"TEXT($Y37, \"0\" & DeciSep() & \"00000\") & ListSep() & TEXT($Z37, \"0\" & DeciSep() & \"00000\")","v":"0.27488,0.15373"}]
[{"$nulls":13},0.26537370681762695,0.14628779888153076,8.419832229614258,null,{"v":-1.419325435109534,"d":"-1.41933"},{"v":0.002745662634700341,"d":"0.00275"},{"v":4.1429947476461648E-4,"d":"0.00041"},{"v":-0.002714225349671501,"d":"-0.00271"},"OK",null,{"v":1.2217304763960306,"d":"1.22173"},0.27485385405712665,0.15393540643064688,null,{"$f":"TEXT($Y38, \"0\" & DeciSep() & \"00000\") & ListSep() & TEXT($Z38, \"0\" & DeciSep() & \"00000\")","v":"0.27485,0.15394"}]
[{"$nulls":13},0.26244091987609863,0.14368696510791779,8.2719087600708,null,{"v":-1.5437061085670778,"d":"-1.54371"},{"v":0.006629518568384391,"d":"0.00663"},{"v":1.7957313869532048E-4,"d":"0.00018"},{"v":-0.006627086081862263,"d":"-0.00663"},"OK",null,{"v":1.2566370614359172,"d":"1.25664"},0.27481752518076163,0.1541324450585175,null,{"$f":"TEXT($Y39, \"0\" & DeciSep() & \"00000\") & ListSep() & TEXT($Z39, \"0\" & DeciSep() & \"00000\")","v":"0.27482,0.15413"}]
[{"$nulls":13},0.2702661156654358,0.1527002602815628,8.653844833374023,null,{"v":1.695263098560447,"d":"1.69526"},{"v":0.005320685855496366,"d":"0.00532"},{"v":-6.6053999267233054E-4,"d":"-0.00066"},{"v":5.279525063010832E-3,"d":"0.00528"},"OK",null,{"v":1.2915436464758039,"d":"1.29154"},0.2747716718541613,0.154322621419696,null,{"$f":"TEXT($Y40, \"0\" & DeciSep() & \"00000\") & ListSep() & TEXT($Z40, \"0\" & DeciSep() & \"00000\")","v":"0.27477,0.15432"}]
[{"$nulls":13},0.2627597153186798,0.14607957005500793,8.394375801086426,null,{"v":-1.8375089297879414,"d":"-1.83751"},{"v":4.88246815629688E-3,"d":"0.00488"},{"v":-1.2868316248320893E-3,"d":"-0.00129"},{"v":-0.004709836479813823,"d":"-0.00471"},"OK",null,{"v":1.3264502315156903,"d":"1.32645"},0.274716349942541,0.1545057038135807,null,{"$f":"TEXT($Y41, \"0\" & DeciSep() & \"00000\") & ListSep() & TEXT($Z41, \"0\" & DeciSep() & \"00000\")","v":"0.27472,0.15451"}]
[{"$nulls":13},0.2695038318634033,0.14865626394748688,8.483469009399414,null,{"v":0.8477272438730513,"d":"0.84773"},{"v":0.00250870333468863,"d":"0.00251"},{"v":1.6599811926404722E-3,"d":"0.00166"},{"v":1.880971786486381E-3,"d":"0.00188"},"OK",null,{"v":1.361356816555577,"d":"1.36136"},0.27465162684712824,0.15468146918247627,null,{"$f":"TEXT($Y42, \"0\" & DeciSep() & \"00000\") & ListSep() & TEXT($Z42, \"0\" & DeciSep() & \"00000\")","v":"0.27465,0.15468"}]
[{"$nulls":13},0.2683464586734772,0.1521393209695816,8.657032012939453,null,{"v":2.0018363438871587,"d":"2.00184"},{"v":3.8804133902225293E-3,"d":"0.00388"},{"v":-1.6212984779024153E-3,"d":"-0.00162"},{"v":3.5254785951087E-3,"d":"0.00353"},"OK",null,{"v":1.3962634015954636,"d":"1.39626"},0.27457758142304506,0.15484970338335532,null,{"$f":"TEXT($Y43, \"0\" & DeciSep() & \"00000\") & ListSep() & TEXT($Z43, \"0\" & DeciSep() & \"00000\")","v":"0.27458,0.15485"}]
[{"$nulls":13},0.2692532241344452,0.1491856575012207,8.515324592590332,null,{"v":1.0807957958309542,"d":"1.08080"},{"v":2.3552378243027684E-3,"d":"0.00236"},{"v":1.1084369963147852E-3,"d":"0.00111"},{"v":0.00207810313368396,"d":"0.00208"},"OK",null,{"v":1.43116998663535,"d":"1.43117"},0.2744943038832348,0.1550102014487586,null,{"$f":"TEXT($Y44, \"0\" & DeciSep() & \"00000\") & ListSep() & TEXT($Z44, \"0\" & DeciSep() & \"00000\")","v":"0.27449,0.15501"}]
[{"$nulls":13},0.2704607844352722,0.1488901525735855,8.505937576293945,null,{"v":0.897659479531275,"d":"0.89766"},{"v":3.4827069842433963E-3,"d":"0.00348"},{"v":0.002171264611926128,"d":"0.00217"},{"v":0.002723023672885532,"d":"0.00272"},"OK",null,{"v":1.4660765716752369,"d":"1.46608"},0.2744018956885519,0.1551627678365162,null,{"$f":"TEXT($Y45, \"0\" & DeciSep() & \"00000\") & ListSep() & TEXT($Z45, \"0\" & DeciSep() & \"00000\")","v":"0.27440,0.15516"}]
[{"$nulls":13},0.26915979385375977,0.1486886888742447,8.550222396850586,null,{"v":0.8725412040125449,"d":"0.87254"},{"v":2.1680205215823317E-3,"d":"0.00217"},{"v":1.3937816974456654E-3,"d":"0.00139"},{"v":1.6606280624714268E-3,"d":"0.00166"},"OK",null,{"v":1.5009831567151233,"d":"1.50098"},0.27430046942414704,0.15530721666798575,null,{"$f":"TEXT($Y46, \"0\" & DeciSep() & \"00000\") & ListSep() & TEXT($Z46, \"0\" & DeciSep() & \"00000\")","v":"0.27430,0.15531"}]
[{"$nulls":13},0.26263463497161865,0.14947748184204102,8.51957893371582,null,{"v":3.706706904654224,"d":"3.70671"},{"v":4.473464270845909E-3,"d":"0.00447"},{"v":-3.7779632529169917E-3,"d":"-0.00378"},{"v":-2.395595174929141E-3,"d":"-0.00240"},"OK",null,{"v":1.53588974175501,"d":"1.53589"},0.27419014866230007,0.15544337195451668,null,{"$f":"TEXT($Y47, \"0\" & DeciSep() & \"00000\") & ListSep() & TEXT($Z47, \"0\" & DeciSep() & \"00000\")","v":"0.27419,0.15544"}]
[{"$nulls":13},0.26606225967407227,0.14901334047317505,8.501925468444824,null,{"v":3.4261283841278884,"d":"3.42613"},{"v":1.0690534880307308E-3,"d":"0.00107"},{"v":-1.0260690730951878E-3,"d":"-0.00103"},{"v":-3.000960138160018E-4,"d":"-0.00030"},"OK",null,{"v":1.5707963267948966,"d":"1.57080"},0.27407106781186547,0.15557106781186547,null,{"$f":"TEXT($Y48, \"0\" & DeciSep() & \"00000\") & ListSep() & TEXT($Z48, \"0\" & DeciSep() & \"00000\")","v":"0.27407,0.15557"}]
[{"$nulls":13},0.26530513167381287,0.14820173382759094,8.395567893981934,null,{"v":-2.1819962461815443,"d":"-2.18200"},{"v":1.7209129416434679E-3,"d":"0.00172"},{"v":-9.8754685355623064E-4,"d":"-0.00099"},{"v":-1.4093589197742224E-3,"d":"-0.00141"},"OK",null,{"v":1.605702911834783,"d":"1.60570"},0.2739433719545167,0.15569014866230002,null,{"$f":"TEXT($Y49, \"0\" & DeciSep() & \"00000\") & ListSep() & TEXT($Z49, \"0\" & DeciSep() & \"00000\")","v":"0.27394,0.15569"}]
[{"$nulls":13},0.2623440623283386,0.14490026235580444,8.30881118774414,null,{"v":-1.6980413322592813,"d":"-1.69804"},{"v":0.005885224440022168,"d":"0.00589"},{"v":-7.4684620171051386E-4,"d":"-0.00075"},{"v":-5.837643999116837E-3,"d":"-0.00584"},"OK",null,{"v":1.6406094968746698,"d":"1.64061"},0.27380721666798574,0.15580046942414705,null,{"$f":"TEXT($Y50, \"0\" & DeciSep() & \"00000\") & ListSep() & TEXT($Z50, \"0\" & DeciSep() & \"00000\")","v":"0.27381,0.15580"}]
[{"$nulls":13},0.2695613503456116,0.14990976452827454,8.590869903564453,null,{"v":1.2885476145552883,"d":"1.28855"},{"v":2.9236880165547053E-3,"d":"0.00292"},{"v":8.1429414055725563E-4,"d":"0.00081"},{"v":2.8080022561956224E-3,"d":"0.00281"},"OK",null,{"v":1.6755160819145563,"d":"1.67552"},0.2736627678365162,0.15590189568855187,null,{"$f":"TEXT($Y51, \"0\" & DeciSep() & \"00000\") & ListSep() & TEXT($Z51, \"0\" & DeciSep() & \"00000\")","v":"0.27366,0.15590"}]
[{"$nulls":13},0.2724619507789612,0.15072961151599884,8.612985610961914,null,{"v":1.1729602383645412,"d":"1.17296"},{"v":5.8994977603241084E-3,"d":"0.00590"},{"v":0.002285609011936184,"d":"0.00229"},{"v":0.005438755856684989,"d":"0.00544"},"OK",null,{"v":1.710422666954443,"d":"1.71042"},0.2735102014487586,0.15599430388323482,null,{"$f":"TEXT($Y52, \"0\" & DeciSep() & \"00000\") & ListSep() & TEXT($Z52, \"0\" & DeciSep() & \"00000\")","v":"0.27351,0.15599"}]
[{"$nulls":13},0.2670075595378876,0.14972428977489471,8.534562110900879,null,{"v":2.3500199374247375,"d":"2.35002"},{"v":1.2243131133516624E-3,"d":"0.00122"},{"v":-8.6035820146248025E-4,"d":"-0.00086"},{"v":0.000871049002468338,"d":"0.00087"},"OK",null,{"v":1.7453292519943295,"d":"1.74533"},0.27334970338335535,0.15607758142304504,null,{"$f":"TEXT($Y53, \"0\" & DeciSep() & \"00000\") & ListSep() & TEXT($Z53, \"0\" & DeciSep() & \"00000\")","v":"0.27335,0.15608"}]
[{"$nulls":13},0.26882532238960266,0.15080787241458893,8.63847541809082,null,{"v":1.687020055388241,"d":"1.68702"},{"v":2.9424610291396004E-3,"d":"0.00294"},{"v":-3.4121439492954252E-4,"d":"-0.00034"},{"v":2.9226100740088715E-3,"d":"0.00292"},"OK",null,{"v":1.780235837034216,"d":"1.78024"},0.27318146918247627,0.15615162684712824,null,{"$f":"TEXT($Y54, \"0\" & DeciSep() & \"00000\") & ListSep() & TEXT($Z54, \"0\" & DeciSep() & \"00000\")","v":"0.27318,0.15615"}]
[{"$nulls":13},0.2658495604991913,0.14694684743881226,8.480561256408691,null,{"v":-1.4229287196111624,"d":"-1.42293"},{"v":0.001932820199435289,"d":"0.00193"},{"v":2.8476113586638262E-4,"d":"0.00028"},{"v":-1.9117282805998237E-3,"d":"-0.00191"},"OK",null,{"v":1.8151424220741028,"d":"1.81514"},0.2730057038135807,0.15621634994254097,null,{"$f":"TEXT($Y55, \"0\" & DeciSep() & \"00000\") & ListSep() & TEXT($Z55, \"0\" & DeciSep() & \"00000\")","v":"0.27301,0.15622"}]
[{"$nulls":13},0.26157766580581665,0.14468999207019806,8.29712963104248,null,{"v":-1.7436916219768022,"d":"-1.74369"},{"v":0.006627055797151837,"d":"0.00663"},{"v":-1.1400868350292842E-3,"d":"-0.00114"},{"v":-0.006528251722104217,"d":"-0.00653"},"OK",null,{"v":1.8500490071139892,"d":"1.85005"},0.27282262141969604,0.1562716718541613,null,{"$f":"TEXT($Y56, \"0\" & DeciSep() & \"00000\") & ListSep() & TEXT($Z56, \"0\" & DeciSep() & \"00000\")","v":"0.27282,0.15627"}]
[{"$nulls":13},0.2739628553390503,0.1522759050130844,8.74048137664795,null,{"v":1.282304742775645,"d":"1.28230"},{"v":0.007920783619085742,"d":"0.00792"},{"v":2.2535141867951374E-3,"d":"0.00225"},{"v":7.593450266531682E-3,"d":"0.00759"},"OK",null,{"v":1.8849555921538759,"d":"1.88496"},0.2726324450585176,0.1563175251807616,null,{"$f":"TEXT($Y57, \"0\" & DeciSep() & \"00000\") & ListSep() & TEXT($Z57, \"0\" & DeciSep() & \"00000\")","v":"0.27263,0.15632"}]
[{"$nulls":13},0.2633766829967499,0.14388276636600494,8.311601638793945,null,{"v":-1.4507632546013252,"d":"-1.45076"},{"v":0.005869179886230842,"d":"0.00587"},{"v":7.0280518953381543E-4,"d":"0.00070"},{"v":-0.005826949236307196,"d":"-0.00583"},"OK",null,{"v":1.9198621771937625,"d":"1.91986"},0.27243540643064684,0.15635385405712662,null,{"$f":"TEXT($Y58, \"0\" & DeciSep() & \"00000\") & ListSep() & TEXT($Z58, \"0\" & DeciSep() & \"00000\")","v":"0.27244,0.15635"}]
[{"$nulls":13},0.2683056592941284,0.14802202582359314,8.475841522216797,null,{"v":0.4344716732340523,"d":"0.43447"},{"v":1.3903976070375296E-3,"d":"0.00139"},{"v":1.2612193221667757E-3,"d":"0.00126"},{"v":5.8526175942809333E-4,"d":"0.00059"},"OK",null,{"v":1.9547687622336491,"d":"1.95477"},0.2722317455973007,0.1563806142221165,null,{"$f":"TEXT($Y59, \"0\" & DeciSep() & \"00000\") & ListSep() & TEXT($Z59, \"0\" & DeciSep() & \"00000\")","v":"0.27223,0.15638"}]
[{"$nulls":13},0.26660120487213135,0.1485217958688736,8.485620498657227,null,{"v":3.8723908380205136,"d":"3.87239"},{"v":3.9939030272622057E-4,"d":"0.00040"},{"v":-2.9740274590246858E-4,"d":"-0.00030"},{"v":-2.6657873253771355E-4,"d":"-0.00027"},"OK",null,{"v":1.9896753472735356,"d":"1.98968"},0.2720217106878328,0.15639777307259226,null,{"$f":"TEXT($Y60, \"0\" & DeciSep() & \"00000\") & ListSep() & TEXT($Z60, \"0\" & DeciSep() & \"00000\")","v":"0.27202,0.15640"}]
[{"$nulls":13},0.2721472382545471,0.15130344033241272,8.650461196899414,null,{"v":1.284124164737626,"d":"1.28412"},{"v":0.005861172181950595,"d":"0.00586"},{"v":1.6573154044721586E-3,"d":"0.00166"},{"v":0.005621978743873973,"d":"0.00562"},"OK",null,{"v":2.0245819323134224,"d":"2.02458"},0.27180555759742697,0.15640530970313776,null,{"$f":"TEXT($Y61, \"0\" & DeciSep() & \"00000\") & ListSep() & TEXT($Z61, \"0\" & DeciSep() & \"00000\")","v":"0.27181,0.15641"}]
[{"$nulls":13},0.2654530704021454,0.14820657670497894,8.468462944030762,null,{"v":-2.168740358431783,"d":"-2.16874"},{"v":1.5745121183337065E-3,"d":"0.00157"},{"v":-8.8636280699370138E-4,"d":"-0.00089"},{"v":-1.3013260103286732E-3,"d":"-0.00130"},"OK",null,{"v":2.0594885173533086,"d":"2.05949"},0.2715835496753281,0.1564032149315296,null,{"$f":"TEXT($Y62, \"0\" & DeciSep() & \"00000\") & ListSep() & TEXT($Z62, \"0\" & DeciSep() & \"00000\")","v":"0.27158,0.15640"}]
[{"$nulls":13},0.2677293121814728,0.14742934703826904,8.476275444030762,null,{"v":-0.18741199479607407,"d":"-0.18741"},{"v":1.295451281410388E-3,"d":"0.00130"},{"v":0.001272767558658761,"d":"0.00127"},{"v":-2.4136438041607127E-4,"d":"-0.00024"},"OK",null,{"v":2.0943951023931953,"d":"2.09440"},0.2713559574039916,0.1563914913099243,null,{"$f":"TEXT($Y63, \"0\" & DeciSep() & \"00000\") & ListSep() & TEXT($Z63, \"0\" & DeciSep() & \"00000\")","v":"0.27136,0.15639"}]
[{"$nulls":13},0.2727181017398834,0.15153665840625763,8.626043319702148,null,{"v":1.2735843726986813,"d":"1.27358"},{"v":6.474409763364752E-3,"d":"0.00647"},{"v":0.001896066764574245,"d":"0.00190"},{"v":0.006190550266998062,"d":"0.00619"},"OK",null,{"v":2.129301687433082,"d":"2.12930"},0.2711230580695421,0.1563701531217489,null,{"$f":"TEXT($Y64, \"0\" & DeciSep() & \"00000\") & ListSep() & TEXT($Z64, \"0\" & DeciSep() & \"00000\")","v":"0.27112,0.15637"}]
[{"$nulls":13},0.26552337408065796,0.1498616337776184,8.540435791015625,null,{"v":3.18208552503234,"d":"3.18209"},{"v":0.002008599176048862,"d":"0.00201"},{"v":-2.0069526784892247E-3,"d":"-0.00201"},{"v":-8.1311723195951212E-5,"d":"-0.00008"},"OK",null,{"v":2.1642082724729685,"d":"2.16421"},0.27088513542394327,0.15633922636429884,null,{"$f":"TEXT($Y65, \"0\" & DeciSep() & \"00000\") & ListSep() & TEXT($Z65, \"0\" & DeciSep() & \"00000\")","v":"0.27089,0.15634"}]
[{"$nulls":13},0.267439603805542,0.1501748412847519,8.529102325439453,null,{"v":2.0995096380463187,"d":"2.09951"},{"v":1.7315729366551038E-3,"d":"0.00173"},{"v":-8.7344479792511272E-4,"d":"-0.00087"},{"v":1.4951384617934017E-3,"d":"0.00150"},"OK",null,{"v":2.199114857512855,"d":"2.19911"},0.2706424793392896,0.1562987487170641,null,{"$f":"TEXT($Y66, \"0\" & DeciSep() & \"00000\") & ListSep() & TEXT($Z66, \"0\" & DeciSep() & \"00000\")","v":"0.27064,0.15630"}]
[{"$nulls":13},0.2624443769454956,0.1498611569404602,8.510900497436523,null,{"$f":"(ATAN2($N67-$A$3, $O67-$A$6))-$C$15","v":{"v":3.636648044844569,"d":"3.63665"}},{"$f":"SQRT(($N67-$A$3)^2+($O67-$A$6)^2)","v":{"v":4.7546240262816885E-3,"d":"0.00475"}},{"v":-0.004183795257228391,"d":"-0.00418"},{"v":-2.2588286515112907E-3,"d":"-0.00226"},{"$f":"IF(($T67/$A$9)^2 +($U67/$A$12)^2<=1, \"OK\", \"NG\")","v":"OK"},null,{"v":2.234021442552742,"d":"2.23402"},{"$f":"$A$3+$A$9*COS($X67)*COS($C$15)-$A$12*SIN($X67)*SIN($C$15)","v":0.2703953854546419},{"$f":"$A$6+$A$9*COS($X67)*SIN($C$15)+$A$12*SIN($X67)*COS($C$15)","v":0.15624876949582278},null,{"$f":"TEXT($Y67, \"0\" & DeciSep() & \"00000\") & ListSep() & TEXT($Z67, \"0\" & DeciSep() & \"00000\")","v":"0.27040,0.15625"}]
[{"$nulls":13},0.26588425040245056,0.14770382642745972,8.52185344696045,null,{"v":-1.7364142541097953,"d":"-1.73641"},{"v":0.001370689433111423,"d":"0.00137"},{"$f":"$S68*COS($R68)","v":{"v":-2.2597437438863049E-4,"d":"-0.00023"}},{"$f":"$S68*SIN($R68)","v":{"v":-0.001351933838678129,"d":"-0.00135"}},"OK",null,{"v":2.2689280275926285,"d":"2.26893"},0.2701441548158368,0.15618934959255723,null,{"$f":"TEXT($Y68, \"0\" & DeciSep() & \"00000\") & ListSep() & TEXT($Z68, \"0\" & DeciSep() & \"00000\")","v":"0.27014,0.15619"}]
[{"$nulls":13},0.2617284953594208,0.14655843377113342,8.438751220703125,null,{"v":-2.0032988204138986,"d":"-2.00330"},{"v":0.005617689969793955,"d":"0.00562"},{"v":-2.3546220318555896E-3,"d":"-0.00235"},{"v":-0.005100411324964278,"d":"-0.00510"},"OK",null,{"v":2.303834612632515,"d":"2.30383"},0.2698890935087085,0.15612056140126665,null,{"$f":"TEXT($Y69, \"0\" & DeciSep() & \"00000\") & ListSep() & TEXT($Z69, \"0\" & DeciSep() & \"00000\")","v":"0.26989,0.15612"}]
[{"$nulls":13},0.26842188835144043,0.14838814735412598,8.451774597167969,null,{"v":0.7068949687221353,"d":"0.70689"},{"v":1.426281002590639E-3,"d":"0.00143"},{"v":1.0845186597848529E-3,"d":"0.00108"},{"v":9.2633513100250347E-4,"d":"0.00093"},"OK",null,{"v":2.3387411976724013,"d":"2.33874"},0.26963051228617063,0.15604248872976614,null,{"$f":"TEXT($Y70, \"0\" & DeciSep() & \"00000\") & ListSep() & TEXT($Z70, \"0\" & DeciSep() & \"00000\")","v":"0.26963,0.15604"}]
[{"$nulls":13},0.2648654282093048,0.14930978417396545,8.51822566986084,null,{"v":3.564397838906212,"d":"3.56440"},{"v":2.2830127327802315E-3,"d":"0.00228"},{"v":-2.0819740688386166E-3,"d":"-0.00208"},{"v":-9.3676630742156694E-4,"d":"-0.00094"},"OK",null,{"v":2.3736477827122884,"d":"2.37365"},0.2693687261896114,0.15595522669757972,null,{"$f":"TEXT($Y71, \"0\" & DeciSep() & \"00000\") & ListSep() & TEXT($Z71, \"0\" & DeciSep() & \"00000\")","v":"0.26937,0.15596"}]
[{"$nulls":13},0.25906744599342346,0.14332742989063263,8.216794967651367,null,{"v":-1.778366379498955,"d":"-1.77837"},{"v":0.009469999715077842,"d":"0.00947"},{"v":-1.9516033296822907E-3,"d":"-0.00195"},{"v":-9.266722130675302E-3,"d":"-0.00927"},"NG",null,{"v":2.4085543677521746,"d":"2.40855"},0.26910405416506433,0.15585888162005193,null,{"$f":"TEXT($Y72, \"0\" & DeciSep() & \"00000\") & ListSep() & TEXT($Z72, \"0\" & DeciSep() & \"00000\")","v":"0.26910,0.15586"}]
[{"$nulls":13},0.2702449858188629,0.1507561206817627,8.583087921142578,null,{"v":1.392938290654725,"d":"1.39294"},{"v":0.003952216276381991,"d":"0.00395"},{"v":0.000699233244122515,"d":"0.00070"},{"v":0.003889869710621762,"d":"0.00389"},"OK",null,{"v":2.443460952792061,"d":"2.44346"},0.26883681867462195,0.15575357087881894,null,{"$f":"TEXT($Y73, \"0\" & DeciSep() & \"00000\") & ListSep() & TEXT($Z73, \"0\" & DeciSep() & \"00000\")","v":"0.26884,0.15575"}]
[{"$nulls":13},0.2675193250179291,0.14550402760505676,8.423371315002441,null,{"v":-0.6137625978605787,"d":"-0.61376"},{"v":3.0406494479812856E-3,"d":"0.00304"},{"v":0.002485690638529525,"d":"0.00249"},{"v":-1.7512541548945946E-3,"d":"-0.00175"},"OK",null,{"v":2.478367537831948,"d":"2.47837"},0.2685673453035647,0.15563942277879705,null,{"$f":"TEXT($Y74, \"0\" & DeciSep() & \"00000\") & ListSep() & TEXT($Z74, \"0\" & DeciSep() & \"00000\")","v":"0.26857,0.15564"}]
[{"$nulls":13},0.268576443195343,0.15148283541202545,8.598689079284668,null,{"v":1.8700038420307734,"d":"1.87000"},{"v":3.3737931536145403E-3,"d":"0.00337"},{"v":-9.9446947342414515E-4,"d":"-0.00099"},{"v":3.2238968205889978E-3,"d":"0.00322"},"OK",null,{"v":2.5132741228718345,"d":"2.51327"},0.26829596236368614,0.15551657639186295,null,{"$f":"TEXT($Y75, \"0\" & DeciSep() & \"00000\") & ListSep() & TEXT($Z75, \"0\" & DeciSep() & \"00000\")","v":"0.26830,0.15552"}]
[{"$nulls":13},0.2651385962963104,0.14726784825325012,8.449945449829102,null,{"v":-1.7714660402319184,"d":"-1.77147"},{"v":0.002232268280276383,"d":"0.00223"},{"v":-4.4494832582698087E-4,"d":"-0.00044"},{"v":-2.1874740369823473E-3,"d":"-0.00219"},"OK",null,{"v":2.548180707911721,"d":"2.54818"},0.2680230004932951,0.1553851813874161,null,{"$f":"TEXT($Y76, \"0\" & DeciSep() & \"00000\") & ListSep() & TEXT($Z76, \"0\" & DeciSep() & \"00000\")","v":"0.26802,0.15539"}]
[{"$nulls":13},0.2652132213115692,0.14711368083953857,8.445342063903809,null,{"v":-1.6963372074446479,"d":"-1.69634"},{"v":0.002261516945789473,"d":"0.00226"},{"v":-2.8316764781791446E-4,"d":"-0.00028"},{"v":-2.2437190063201353E-3,"d":"-0.00224"},"OK",null,{"v":2.5830872929516078,"d":"2.58309"},0.2677487922543841,0.1552453978500296,null,{"$f":"TEXT($Y77, \"0\" & DeciSep() & \"00000\") & ListSep() & TEXT($Z77, \"0\" & DeciSep() & \"00000\")","v":"0.26775,0.15525"}]
[{"$nulls":13},0.2651505470275879,0.14902479946613312,8.493063926696777,null,{"v":3.6504995368547863,"d":"3.65050"},{"v":1.922469967728405E-3,"d":"0.00192"},{"v":-1.6788499995440422E-3,"d":"-0.00168"},{"v":-9.3667147701241755E-4,"d":"-0.00094"},"OK",null,{"v":2.6179938779914944,"d":"2.61799"},0.2674736717274538,0.1550973960844117,null,{"$f":"TEXT($Y78, \"0\" & DeciSep() & \"00000\") & ListSep() & TEXT($Z78, \"0\" & DeciSep() & \"00000\")","v":"0.26747,0.15510"}]
[{"$nulls":13},0.268408864736557,0.14886486530303955,8.511101722717285,null,{"v":1.0388089169172203,"d":"1.03881"},{"v":1.4553441295020054E-3,"d":"0.00146"},{"v":7.3821907899509164E-4,"d":"0.00074"},{"v":1.2542165389930035E-3,"d":"0.00125"},"OK",null,{"v":2.6529004630313806,"d":"2.65290"},0.26719797410448703,0.15494135640791593,null,{"$f":"TEXT($Y79, \"0\" & DeciSep() & \"00000\") & ListSep() & TEXT($Z79, \"0\" & DeciSep() & \"00000\")","v":"0.26720,0.15494"}]
[{"$nulls":13},0.26587045192718506,0.1473495066165924,8.43380355834961,null,{"v":-1.561610212490879,"d":"-1.56161"},{"v":1.6123008013595407E-3,"d":"0.00161"},{"v":1.4810571154106417E-5,"d":"0.00001"},{"v":-1.6122327750814104E-3,"d":"-0.00161"},"OK",null,{"v":2.6878070480712677,"d":"2.68781"},0.2669220352805696,0.15477746893085198,null,{"$f":"TEXT($Y80, \"0\" & DeciSep() & \"00000\") & ListSep() & TEXT($Z80, \"0\" & DeciSep() & \"00000\")","v":"0.26692,0.15478"}]
[{"$nulls":13},0.2674962282180786,0.1469697505235672,8.428967475891113,null,{"v":-0.47181825732990346,"d":"-0.47182"},{"v":1.6086969585786812E-3,"d":"0.00161"},{"v":1.432936119712286E-3,"d":"0.00143"},{"v":-7.3116344367329846E-4,"d":"-0.00073"},"OK",null,{"v":2.722713633111154,"d":"2.72271"},0.2666461914446533,0.15460593332486577,null,{"$f":"TEXT($Y81, \"0\" & DeciSep() & \"00000\") & ListSep() & TEXT($Z81, \"0\" & DeciSep() & \"00000\")","v":"0.26665,0.15461"}]
[{"$nulls":13},0.26166340708732605,0.14775756001472473,8.416314125061035,null,{"v":-2.217959313646767,"d":"-2.21796"},{"v":5.3879904461067414E-3,"d":"0.00539"},{"v":-0.003248556688771651,"d":"-0.00325"},{"v":-0.004298525385196009,"d":"-0.00430"},"OK",null,{"v":2.7576202181510405,"d":"2.75762"},0.26637077866996156,0.15442695857967012,null,{"$f":"TEXT($Y82, \"0\" & DeciSep() & \"00000\") & ListSep() & TEXT($Z82, \"0\" & DeciSep() & \"00000\")","v":"0.26637,0.15443"}]
[{"$nulls":13},0.2684458792209625,0.15177367627620697,8.695416450500488,null,{"v":1.9402907237746243,"d":"1.94029"},{"v":3.5787599923732707E-3,"d":"0.00358"},{"v":-1.2924476923961655E-3,"d":"-0.00129"},{"v":3.3372296962347913E-3,"d":"0.00334"},"OK",null,{"v":2.792526803190927,"d":"2.79253"},0.2660961325045364,0.1542407627484231,null,{"$f":"TEXT($Y83, \"0\" & DeciSep() & \"00000\") & ListSep() & TEXT($Z83, \"0\" & DeciSep() & \"00000\")","v":"0.26610,0.15424"}]
[{"$nulls":13},0.2699161767959595,0.14829768240451813,8.467195510864258,null,{"v":0.716131468944044,"d":"0.71613"},{"v":2.9231865343720253E-3,"d":"0.00292"},{"v":2.2051085312803755E-3,"d":"0.00221"},{"v":1.9189882438432073E-3,"d":"0.00192"},"OK",null,{"v":2.827433388230814,"d":"2.82743"},0.26582258756242433,0.1540475726820639,null,{"$f":"TEXT($Y84, \"0\" & DeciSep() & \"00000\") & ListSep() & TEXT($Z84, \"0\" & DeciSep() & \"00000\")","v":"0.26582,0.15405"}]
[{"$nulls":13},0.2694203555583954,0.149115651845932,8.505228042602539,null,{"v":1.034480088079806,"d":"1.03448"},{"v":0.002497428322185616,"d":"0.00250"},{"v":1.2761182331153767E-3,"d":"0.00128"},{"v":0.002146781423332462,"d":"0.00215"},"OK",null,{"v":2.8623399732707,"d":"2.86234"},0.265550477116001,0.15384762375292962,null,{"$f":"TEXT($Y85, \"0\" & DeciSep() & \"00000\") & ListSep() & TEXT($Z85, \"0\" & DeciSep() & \"00000\")","v":"0.26555,0.15385"}]
[{"$nulls":13},0.26598629355430603,0.14672602713108063,8.416168212890625,null,{"v":-1.3045475342072113,"d":"-1.30455"},{"v":2.0431790175370187E-3,"d":"0.00204"},{"v":5.3758954337110928E-4,"d":"0.00054"},{"v":-1.9711869471365673E-3,"d":"-0.00197"},"OK",null,{"v":2.897246558310587,"d":"2.89725"},0.2652801326899299,0.1536411595679907,null,{"$f":"TEXT($Y86, \"0\" & DeciSep() & \"00000\") & ListSep() & TEXT($Z86, \"0\" & DeciSep() & \"00000\")","v":"0.26528,0.15364"}]
[{"$nulls":13},0.270521342754364,0.1478976160287857,8.516160011291504,null,{"v":0.6159715926811131,"d":"0.61597"},{"v":3.5724951004147965E-3,"d":"0.00357"},{"v":0.002915915131416603,"d":"0.00292"},{"v":2.0640155495691937E-3,"d":"0.00206"},"OK",null,{"v":2.9321531433504737,"d":"2.93215"},0.26501188365725087,0.15342843167205308,null,{"$f":"TEXT($Y87, \"0\" & DeciSep() & \"00000\") & ListSep() & TEXT($Z87, \"0\" & DeciSep() & \"00000\")","v":"0.26501,0.15343"}]
[{"$nulls":13},0.274781733751297,0.1513092815876007,8.679542541503906,null,{"v":1.131847337509595,"d":"1.13185"},{"v":8.273296997842336E-3,"d":"0.00827"},{"v":3.5160546440753514E-3,"d":"0.00352"},{"v":7.4889787657853035E-3,"d":"0.00749"},"NG",null,{"v":2.9670597283903604,"d":"2.96706"},0.2647460568380896,0.15320969924128983,null,{"$f":"TEXT($Y88, \"0\" & DeciSep() & \"00000\") & ListSep() & TEXT($Z88, \"0\" & DeciSep() & \"00000\")","v":"0.26475,0.15321"}]
[{"$nulls":13},0.26056304574012756,0.1431981474161148,8.265091896057129,null,{"v":-1.6671931405413023,"d":"-1.66719"},{"v":0.008339305784352803,"d":"0.00834"},{"v":-8.026380924268117E-4,"d":"-0.00080"},{"v":-0.008300589922260078,"d":"-0.00830"},"OK",null,{"v":3.0019663134302466,"d":"3.00197"},0.26448297610147786,0.15298522876747456,null,{"$f":"TEXT($Y89, \"0\" & DeciSep() & \"00000\") & ListSep() & TEXT($Z89, \"0\" & DeciSep() & \"00000\")","v":"0.26448,0.15299"}]
[{"$nulls":13},0.2697746753692627,0.14695975184440613,8.462013244628906,null,{"v":0.2786407154341196,"d":"0.27864"},{"v":3.1735134765120024E-3,"d":"0.00317"},{"v":3.0511116847274236E-3,"d":"0.00305"},{"v":8.7287185366643442E-4,"d":"0.00087"},"OK",null,{"v":3.036872898470133,"d":"3.03687"},0.26422296197076867,0.15275529373330268,null,{"$f":"TEXT($Y90, \"0\" & DeciSep() & \"00000\") & ListSep() & TEXT($Z90, \"0\" & DeciSep() & \"00000\")","v":"0.26422,0.15276"}]
[{"$nulls":13},0.26650306582450867,0.14769871532917023,8.504486083984375,null,{"v":-1.3405179952783812,"d":"-1.34052"},{"v":9.4286833570654636E-4,"d":"0.00094"},{"v":2.1520829911128019E-4,"d":"0.00022"},{"v":-9.1797934969783631E-4,"d":"-0.00092"},"OK",null,{"v":3.07177948351002,"d":"3.07178"},0.2639663312331281,0.1525201742791945,null,{"$f":"TEXT($Y91, \"0\" & DeciSep() & \"00000\") & ListSep() & TEXT($Z91, \"0\" & DeciSep() & \"00000\")","v":"0.26397,0.15252"}]
[{"$nulls":13},0.26953214406967163,0.15290862321853638,8.6699857711792,null,{"v":1.834840085878976,"d":"1.83484"},{"v":0.005084064542528078,"d":"0.00508"},{"v":-1.3268711309174384E-3,"d":"-0.00133"},{"v":4.9078636161296405E-3,"d":"0.00491"},"OK",null,{"v":3.106686068549907,"d":"3.10669"},0.26371339655357917,0.15228015686198754,null,{"$f":"TEXT($Y92, \"0\" & DeciSep() & \"00000\") & ListSep() & TEXT($Z92, \"0\" & DeciSep() & \"00000\")","v":"0.26371,0.15228"}]
[{"$nulls":13},0.2661989629268646,0.1494579315185547,8.505228996276855,null,{"v":3.052631240002798,"d":"3.05263"},{"v":1.2487166158812082E-3,"d":"0.00125"},{"v":-0.001243778619078211,"d":"-0.00124"},{"v":1.1094112628649201E-4,"d":"0.00011"},"OK",null,{"v":3.141592653589793,"d":"3.14159"},0.26346446609406726,0.15203553390593272,null,{"$f":"TEXT($Y93, \"0\" & DeciSep() & \"00000\") & ListSep() & TEXT($Z93, \"0\" & DeciSep() & \"00000\")","v":"0.26346,0.15204"}]
[{"$nulls":13},0.265257865190506,0.14790169894695282,8.492376327514648,null,{"v":-2.025384781427974,"d":"-2.02538"},{"v":1.8420091868739878E-3,"d":"0.00184"},{"v":-8.088126057336566E-4,"d":"-0.00081"},{"v":-1.654938069335074E-3,"d":"-0.00165"},"OK",null,{"v":3.1764992386296798,"d":"3.17650"},0.2632198431380125,0.1517866034464208,null,{"$f":"TEXT($Y94, \"0\" & DeciSep() & \"00000\") & ListSep() & TEXT($Z94, \"0\" & DeciSep() & \"00000\")","v":"0.26322,0.15179"}]
[{"$nulls":13},0.27066752314567566,0.15016771852970123,8.5817289352417,null,{"v":1.2121753668074724,"d":"1.21218"},{"v":0.004028897010147497,"d":"0.00403"},{"v":1.4140754050036611E-3,"d":"0.00141"},{"v":3.7725855679280715E-3,"d":"0.00377"},"OK",null,{"v":3.211405823669566,"d":"3.21141"},0.2629798257208055,0.15153366876687185,null,{"$f":"TEXT($Y95, \"0\" & DeciSep() & \"00000\") & ListSep() & TEXT($Z95, \"0\" & DeciSep() & \"00000\")","v":"0.26298,0.15153"}]
[{"$nulls":13},0.2626500725746155,0.1497836858034134,8.470412254333496,null,{"v":3.6400307767953235,"d":"3.64003"},{"v":0.004535385082658103,"d":"0.00454"},{"v":-0.003983566116665261,"d":"-0.00398"},{"v":-2.1681602436522305E-3,"d":"-0.00217"},"OK",null,{"v":3.2463124087094526,"d":"3.24631"},0.2627447062666973,0.15127703802923134,null,{"$f":"TEXT($Y96, \"0\" & DeciSep() & \"00000\") & ListSep() & TEXT($Z96, \"0\" & DeciSep() & \"00000\")","v":"0.26274,0.15128"}]
[{"$nulls":13},0.2690999209880829,0.1486407369375229,8.52212905883789,null,{"v":0.8523181992347337,"d":"0.85232"},{"v":0.002104631806700227,"d":"0.00210"},{"v":1.3853523277434865E-3,"d":"0.00139"},{"v":1.5843844135152196E-3,"d":"0.00158"},"OK",null,{"v":3.2812189937493397,"d":"3.28122"},0.2625147712325254,0.15101702389852212,null,{"$f":"TEXT($Y97, \"0\" & DeciSep() & \"00000\") & ListSep() & TEXT($Z97, \"0\" & DeciSep() & \"00000\")","v":"0.26251,0.15102"}]
[{"$nulls":13},0.26948636770248413,0.15111738443374634,8.620534896850586,null,{"v":1.5964613590814922,"d":"1.59646"},{"v":0.003610086650756989,"d":"0.00361"},{"v":-9.2642819124417328E-5,"d":"-0.00009"},{"v":3.6088977450238866E-3,"d":"0.00361"},"OK",null,{"v":3.3161255787892263,"d":"3.31613"},0.2622903007587102,0.15075394316191035,null,{"$f":"TEXT($Y98, \"0\" & DeciSep() & \"00000\") & ListSep() & TEXT($Z98, \"0\" & DeciSep() & \"00000\")","v":"0.26229,0.15075"}]
[{"$nulls":13},0.26869916915893555,0.15172934532165527,8.636242866516113,null,{"v":1.8718344843826198,"d":"1.87183"},{"v":0.0036490885214221,"d":"0.00365"},{"v":-1.0819979410691442E-3,"d":"-0.00108"},{"v":3.4849860104018584E-3,"d":"0.00348"},"OK",null,{"v":3.3510321638291125,"d":"3.35103"},0.2620715683279469,0.15048811634274914,null,{"$f":"TEXT($Y99, \"0\" & DeciSep() & \"00000\") & ListSep() & TEXT($Z99, \"0\" & DeciSep() & \"00000\")","v":"0.26207,0.15049"}]
[{"$nulls":13},0.26450759172439575,0.14608348906040192,8.389047622680664,null,{"v":-1.5862562041930572,"d":"-1.58626"},{"v":3.4715449202765325E-3,"d":"0.00347"},{"v":-5.3667520963967813E-5,"d":"-0.00005"},{"v":-3.4711300653665193E-3,"d":"-0.00347"},"OK",null,{"v":3.385938748868999,"d":"3.38594"},0.26185884043200935,0.15021986731007012,null,{"$f":"TEXT($Y100, \"0\" & DeciSep() & \"00000\") & ListSep() & TEXT($Z100, \"0\" & DeciSep() & \"00000\")","v":"0.26186,0.15022"}]
[{"$nulls":13},0.26464834809303284,0.14655178785324097,8.457649230957031,null,{"v":-1.6643486102214204,"d":"-1.66435"},{"v":3.0538168347695282E-3,"d":"0.00305"},{"v":-2.8527499024345849E-4,"d":"-0.00029"},{"v":-3.0404630305700766E-3,"d":"-0.00304"},"OK",null,{"v":3.420845333908886,"d":"3.42085"},0.2616523762470704,0.14994952288399901,null,{"$f":"TEXT($Y101, \"0\" & DeciSep() & \"00000\") & ListSep() & TEXT($Z101, \"0\" & DeciSep() & \"00000\")","v":"0.26165,0.14995"}]
[{"$nulls":13},0.2632367014884949,0.14286290109157562,8.287494659423828,null,{"v":-1.3740431183550568,"d":"-1.37404"},{"v":0.006777853627075171,"d":"0.00678"},{"v":1.3249769672516324E-3,"d":"0.00132"},{"v":-0.006647084761480683,"d":"-0.00665"},"OK",null,{"v":3.455751918948773,"d":"3.45575"},0.2614524273179361,0.14967741243757568,null,{"$f":"TEXT($Y102, \"0\" & DeciSep() & \"00000\") & ListSep() & TEXT($Z102, \"0\" & DeciSep() & \"00000\")","v":"0.26145,0.14968"}]
[{"$nulls":13},0.2689698040485382,0.14560061693191528,8.411005020141602,null,{"v":-0.1886405901344742,"d":"-0.18864"},{"v":3.5052175631669086E-3,"d":"0.00351"},{"v":0.003443035229030227,"d":"0.00344"},{"v":-6.5731162837008453E-4,"d":"-0.00066"},"OK",null,{"v":3.490658503988659,"d":"3.49066"},0.2612592372515769,0.1494038674954636,null,{"$f":"TEXT($Y103, \"0\" & DeciSep() & \"00000\") & ListSep() & TEXT($Z103, \"0\" & DeciSep() & \"00000\")","v":"0.26126,0.14940"}]
[{"$nulls":13},0.2633257508277893,0.1459680199623108,8.312772750854492,null,{"v":-1.7528113462059984,"d":"-1.75281"},{"v":4.462177707212891E-3,"d":"0.00446"},{"v":-8.0770625096024569E-4,"d":"-0.00081"},{"v":-4.3884667599182565E-3,"d":"-0.00439"},"OK",null,{"v":3.5255650890285457,"d":"3.52557"},0.2610730414203299,0.14912922133003845,null,{"$f":"TEXT($Y104, \"0\" & DeciSep() & \"00000\") & ListSep() & TEXT($Z104, \"0\" & DeciSep() & \"00000\")","v":"0.26107,0.14913"}]
[{"$nulls":13},0.2622489035129547,0.14838926494121552,8.404251098632812,null,{"v":-2.332891445487226,"d":"-2.33289"},{"v":0.004752386777447541,"d":"0.00475"},{"v":-3.2812310330797216E-3,"d":"-0.00328"},{"v":-0.003437834055042914,"d":"-0.00344"},"OK",null,{"v":3.560471674068432,"d":"3.56047"},0.26089406667513426,0.14885380855534674,null,{"$f":"TEXT($Y105, \"0\" & DeciSep() & \"00000\") & ListSep() & TEXT($Z105, \"0\" & DeciSep() & \"00000\")","v":"0.26089,0.14885"}]
[{"$nulls":13},0.26676997542381287,0.1501835733652115,8.571142196655273,null,{"v":2.491982498952014,"d":"2.49198"},{"v":1.6992146955872383E-3,"d":"0.00170"},{"v":-1.3531180808275976E-3,"d":"-0.00135"},{"v":1.0278142055046087E-3,"d":"0.00103"},"OK",null,{"v":3.5953782591083185,"d":"3.59538"},0.26072253106914806,0.14857796471943036,null,{"$f":"TEXT($Y106, \"0\" & DeciSep() & \"00000\") & ListSep() & TEXT($Z106, \"0\" & DeciSep() & \"00000\")","v":"0.26072,0.14858"}]
[{"$nulls":13},0.26855382323265076,0.15284323692321777,8.700310707092285,null,{"v":2.0126260226694956,"d":"2.01263"},{"v":4.6128162340946825E-3,"d":"0.00461"},{"v":-0.001972413336134546,"d":"-0.00197"},{"v":0.004169851225279631,"d":"0.00417"},"OK",null,{"v":3.6302848441482056,"d":"3.63028"},0.2605586435920841,0.14830202589551292,null,{"$f":"TEXT($Y107, \"0\" & DeciSep() & \"00000\") & ListSep() & TEXT($Z107, \"0\" & DeciSep() & \"00000\")","v":"0.26056,0.14830"}]
[{"$nulls":13},0.2620365619659424,0.14405742287635803,8.309268951416016,null,{"v":-1.6261151292463092,"d":"-1.62612"},{"v":0.006661246776500386,"d":"0.00666"},{"v":-0.000368304281809921,"d":"-0.00037"},{"v":-0.006651057101952836,"d":"-0.00665"},"OK",null,{"v":3.6651914291880923,"d":"3.66519"},0.2604026039155883,0.14802632827254625,null,{"$f":"TEXT($Y108, \"0\" & DeciSep() & \"00000\") & ListSep() & TEXT($Z108, \"0\" & DeciSep() & \"00000\")","v":"0.26040,0.14803"}]
[{"$nulls":13},0.27136844396591187,0.14965642988681793,8.577750205993652,null,{"v":1.0441855429768347,"d":"1.04419"},{"v":4.518919424645388E-3,"d":"0.00452"},{"v":2.2712369365939684E-3,"d":"0.00227"},{"v":0.003906675766465481,"d":"0.00391"},"OK",null,{"v":3.7000980142279785,"d":"3.70010"},0.2602546021499704,0.1477512077456159,null,{"$f":"TEXT($Y109, \"0\" & DeciSep() & \"00000\") & ListSep() & TEXT($Z109, \"0\" & DeciSep() & \"00000\")","v":"0.26025,0.14775"}]
[{"$nulls":13},0.26604968309402466,0.14913423359394073,8.547369003295898,null,{"v":3.338486450873867,"d":"3.33849"},{"v":1.1425211041663805E-3,"d":"0.00114"},{"v":-1.1204464036232073E-3,"d":"-0.00112"},{"v":-2.2350465335957957E-4,"d":"-0.00022"},"OK",null,{"v":3.735004599267865,"d":"3.73500"},0.2601148186125839,0.14747699950670493,null,{"$f":"TEXT($Y110, \"0\" & DeciSep() & \"00000\") & ListSep() & TEXT($Z110, \"0\" & DeciSep() & \"00000\")","v":"0.26011,0.14748"}]
[{"$nulls":13},0.2648378014564514,0.15194174647331238,8.593528747558594,null,{"v":2.9171110804096863,"d":"2.91711"},{"v":4.0645690212225355E-3,"d":"0.00406"},{"v":-0.003962587522818963,"d":"-0.00396"},{"v":9.047770179891816E-4,"d":"0.00090"},"OK",null,{"v":3.7699111843077517,"d":"3.76991"},0.2599834236081371,0.1472040376363139,null,{"$f":"TEXT($Y111, \"0\" & DeciSep() & \"00000\") & ListSep() & TEXT($Z111, \"0\" & DeciSep() & \"00000\")","v":"0.25998,0.14720"}]
[{"$nulls":13},0.2610493302345276,0.14537659287452698,8.303715705871582,null,{"v":-1.8728389852583849,"d":"-1.87284"},{"v":0.006720576071228067,"d":"0.00672"},{"v":-0.001999176584938964,"d":"-0.00200"},{"v":-0.006416341302595667,"d":"-0.00642"},"OK",null,{"v":3.804817769347638,"d":"3.80482"},0.259860577221203,0.1469326546964353,null,{"$f":"TEXT($Y112, \"0\" & DeciSep() & \"00000\") & ListSep() & TEXT($Z112, \"0\" & DeciSep() & \"00000\")","v":"0.25986,0.14693"}]
[{"$nulls":13},0.2695954442024231,0.1479148268699646,8.487974166870117,null,{"v":0.5636443602527019,"d":"0.56364"},{"v":2.6605935803889705E-3,"d":"0.00266"},{"v":2.2490360841408547E-3,"d":"0.00225"},{"v":1.4214763073084865E-3,"d":"0.00142"},"OK",null,{"v":3.839724354387525,"d":"3.83972"},0.25974642912118107,0.14666318132537806,null,{"$f":"TEXT($Y113, \"0\" & DeciSep() & \"00000\") & ListSep() & TEXT($Z113, \"0\" & DeciSep() & \"00000\")","v":"0.25975,0.14666"}]
[{"$nulls":13},0.25803056359291077,0.14258717000484467,8.226714134216309,null,{"v":-1.7733651504541839,"d":"-1.77337"},{"v":0.010743013916607697,"d":"0.01074"},{"v":-2.161347121296757E-3,"d":"-0.00216"},{"v":-0.010523351492451864,"d":"-0.01052"},"NG",null,{"v":3.8746309394274117,"d":"3.87463"},0.2596411183799481,0.14639594583493562,null,{"$f":"TEXT($Y114, \"0\" & DeciSep() & \"00000\") & ListSep() & TEXT($Z114, \"0\" & DeciSep() & \"00000\")","v":"0.25964,0.14640"}]
[{"$nulls":13},0.27137184143066406,0.15279589593410492,8.701229095458984,null,{"v":1.5620346915488317,"d":"1.56203"},{"v":0.006129251126486,"d":"0.00613"},{"v":5.3701575617533327E-5,"d":"0.00005"},{"v":0.006129015868172156,"d":"0.00613"},"OK",null,{"v":3.9095375244672983,"d":"3.90954"},0.2595447733024203,0.14613127381038865,null,{"$f":"TEXT($Y115, \"0\" & DeciSep() & \"00000\") & ListSep() & TEXT($Z115, \"0\" & DeciSep() & \"00000\")","v":"0.25954,0.14613"}]
[{"$nulls":13},0.2688506543636322,0.1463511437177658,8.425785064697266,null,{"v":-0.07442189790389997,"d":"-0.07442"},{"v":0.002835931045587706,"d":"0.00284"},{"v":0.0028280810991199,"d":"0.00283"},{"v":-2.1086059880631188E-4,"d":"-0.00021"},"OK",null,{"v":3.9444441095071845,"d":"3.94444"},0.25945751127023386,0.14586948771382938,null,{"$f":"TEXT($Y116, \"0\" & DeciSep() & \"00000\") & ListSep() & TEXT($Z116, \"0\" & DeciSep() & \"00000\")","v":"0.25946,0.14587"}]
[{"$nulls":13},0.26460525393486023,0.14795708656311035,8.448935508728027,null,{"v":-2.1332528214813307,"d":"-2.13325"},{"v":2.4555169957582884E-3,"d":"0.00246"},{"v":-1.3094434090581842E-3,"d":"-0.00131"},{"v":-0.002077238954702104,"d":"-0.00208"},"OK",null,{"v":3.979350694547071,"d":"3.97935"},0.25937943859873336,0.14561090649129146,null,{"$f":"TEXT($Y117, \"0\" & DeciSep() & \"00000\") & ListSep() & TEXT($Z117, \"0\" & DeciSep() & \"00000\")","v":"0.25938,0.14561"}]
[{"$nulls":13},0.2668772339820862,0.14935904741287231,8.567867279052734,null,{"v":2.49814283350294,"d":"2.49814"},{"v":8.6777528929847286E-4,"d":"0.00087"},{"v":-6.942469347689192E-4,"d":"-0.00069"},{"v":5.2062956723663743E-4,"d":"0.00052"},"OK",null,{"v":4.014257279586958,"d":"4.01426"},0.2593106504074428,0.1453558451841632,null,{"$f":"TEXT($Y118, \"0\" & DeciSep() & \"00000\") & ListSep() & TEXT($Z118, \"0\" & DeciSep() & \"00000\")","v":"0.25931,0.14536"}]
[{"$nulls":13},0.2697402834892273,0.14892984926700592,8.615930557250977,null,{"v":0.9409933035643571,"d":"0.94099"},{"v":2.7737923486946836E-3,"d":"0.00277"},{"v":1.6337237060181852E-3,"d":"0.00163"},{"v":2.2416223691941015E-3,"d":"0.00224"},"OK",null,{"v":4.049163864626845,"d":"4.04916"},0.2592512305041772,0.14510461454535806,null,{"$f":"TEXT($Y119, \"0\" & DeciSep() & \"00000\") & ListSep() & TEXT($Z119, \"0\" & DeciSep() & \"00000\")","v":"0.25925,0.14510"}]
[{"$nulls":13},0.2703034281730652,0.15089568495750427,8.610989570617676,null,{"v":1.4128451434556526,"d":"1.41285"},{"v":0.004080679368709697,"d":"0.00408"},{"v":6.4187138329918831E-4,"d":"0.00064"},{"v":0.004029881541374952,"d":"0.00403"},"OK",null,{"v":4.084070449666731,"d":"4.08407"},0.25920125128293586,0.14485752066071042,null,{"$f":"TEXT($Y120, \"0\" & DeciSep() & \"00000\") & ListSep() & TEXT($Z120, \"0\" & DeciSep() & \"00000\")","v":"0.25920,0.14486"}]
[{"$nulls":13},0.27228569984436035,0.15065164864063263,8.646149635314941,null,{"v":1.1719842766003263,"d":"1.17198"},{"v":0.005706856815919526,"d":"0.00571"},{"v":0.002216108858741719,"d":"0.00222"},{"v":0.005258999547786027,"d":"0.00526"},"OK",null,{"v":4.118977034706617,"d":"4.11898"},0.25916077363570117,0.14461486457605674,null,{"$f":"TEXT($Y121, \"0\" & DeciSep() & \"00000\") & ListSep() & TEXT($Z121, \"0\" & DeciSep() & \"00000\")","v":"0.25916,0.14461"}]
[{"$nulls":13},0.26466935873031616,0.14579415321350098,8.373188018798828,null,{"v":-1.4964362368063107,"d":"-1.49644"},{"v":3.5712036570266638E-3,"d":"0.00357"},{"v":2.6531036527860559E-4,"d":"0.00027"},{"v":-3.5613348578919604E-3,"d":"-0.00356"},"OK",null,{"v":4.153883619746504,"d":"4.15388"},0.2591298468782511,0.1443769419304579,null,{"$f":"TEXT($Y122, \"0\" & DeciSep() & \"00000\") & ListSep() & TEXT($Z122, \"0\" & DeciSep() & \"00000\")","v":"0.25913,0.14438"}]
[{"$nulls":13},0.2643619775772095,0.1498258411884308,8.554527282714844,null,{"v":3.461274112199687,"d":"3.46127"},{"v":2.9524595103210577E-3,"d":"0.00295"},{"v":-0.002802874839193203,"d":"-0.00280"},{"v":-9.278522489615126E-4,"d":"-0.00093"},"OK",null,{"v":4.1887902047863905,"d":"4.18879"},0.2591085086900757,0.14414404259600844,null,{"$f":"TEXT($Y123, \"0\" & DeciSep() & \"00000\") & ListSep() & TEXT($Z123, \"0\" & DeciSep() & \"00000\")","v":"0.25911,0.14414"}]
[{"$nulls":13},0.26543834805488586,0.14767467975616455,8.443351745605469,null,{"v":-1.870014100551713,"d":"-1.87001"},{"v":1.7663267824962075E-3,"d":"0.00177"},{"v":-5.2066513917680172E-4,"d":"-0.00052"},{"v":-1.6878442213099545E-3,"d":"-0.00169"},"OK",null,{"v":4.223696789826278,"d":"4.22370"},0.2590967850684704,0.14391645032467187,null,{"$f":"TEXT($Y124, \"0\" & DeciSep() & \"00000\") & ListSep() & TEXT($Z124, \"0\" & DeciSep() & \"00000\")","v":"0.25910,0.14392"}]
[{"$nulls":13},0.26900243759155273,0.14797276258468628,8.542495727539062,null,{"v":0.5279436075735509,"d":"0.52794"},{"v":0.0020706848142994,"d":"0.00207"},{"v":1.7887503515533812E-3,"d":"0.00179"},{"v":0.001043124048226191,"d":"0.00104"},"OK",null,{"v":4.258603374866164,"d":"4.25860"},0.2590946902968623,0.143694442402573,null,{"$f":"TEXT($Y125, \"0\" & DeciSep() & \"00000\") & ListSep() & TEXT($Z125, \"0\" & DeciSep() & \"00000\")","v":"0.25909,0.14369"}]
[{"$nulls":13},0.26995378732681274,0.1490660458803177,8.5626859664917,null,{"v":0.9747366386407549,"d":"0.97474"},{"v":3.0075351220998437E-3,"d":"0.00301"},{"v":1.6883881685368148E-3,"d":"0.00169"},{"v":0.002488897929407516,"d":"0.00249"},"OK",null,{"v":4.293509959906051,"d":"4.29351"},0.25910222692740775,0.14347828931216725,null,{"$f":"TEXT($Y126, \"0\" & DeciSep() & \"00000\") & ListSep() & TEXT($Z126, \"0\" & DeciSep() & \"00000\")","v":"0.25910,0.14348"}]
[{"$nulls":13},0.26915863156318665,0.15361149609088898,8.731219291687012,null,{"v":1.9566052238474283,"d":"1.95661"},{"v":5.548610863338581E-3,"d":"0.00555"},{"v":-2.087990531463546E-3,"d":"-0.00209"},{"v":0.005140756564288713,"d":"0.00514"},"OK",null,{"v":4.328416544945937,"d":"4.32842"},0.2591193857778835,0.14326825440269933,null,{"$f":"TEXT($Y127, \"0\" & DeciSep() & \"00000\") & ListSep() & TEXT($Z127, \"0\" & DeciSep() & \"00000\")","v":"0.25912,0.14327"}]
[{"$nulls":13},0.2656806409358978,0.1481947898864746,8.491023063659668,null,{"v":-2.128861290930457,"d":"-2.12886"},{"v":1.3542014449212417E-3,"d":"0.00135"},{"v":-7.1711160008607923E-4,"d":"-0.00072"},{"v":-1.1487438820071087E-3,"d":"-0.00115"},"OK",null,{"v":4.363323129985823,"d":"4.36332"},0.2591461459428734,0.1430645935693531,null,{"$f":"TEXT($Y128, \"0\" & DeciSep() & \"00000\") & ListSep() & TEXT($Z128, \"0\" & DeciSep() & \"00000\")","v":"0.25915,0.14306"}]
[{"$nulls":13},0.2669718861579895,0.1479555070400238,8.504143714904785,null,{"v":-0.8369854204875604,"d":"-0.83699"},{"v":5.4521827883538922E-4,"d":"0.00055"},{"v":3.6513517597665783E-4,"d":"0.00037"},{"v":-4.0489415263834E-4,"d":"-0.00040"},"OK",null,{"v":4.39822971502571,"d":"4.39823"},0.2591824748192384,0.14286755494148248,null,{"$f":"TEXT($Y129, \"0\" & DeciSep() & \"00000\") & ListSep() & TEXT($Z129, \"0\" & DeciSep() & \"00000\")","v":"0.25918,0.14287"}]
[{"$nulls":13},0.26856857538223267,0.14814016222953796,8.481078147888184,null,{"v":0.5598957209049717,"d":"0.55990"},{"v":1.6093203381543995E-3,"d":"0.00161"},{"v":1.3635940171997374E-3,"d":"0.00136"},{"v":8.5470656195823906E-4,"d":"0.00085"},"OK",null,{"v":4.4331363000655974,"d":"4.43314"},0.25922832814583874,0.142677378580304,null,{"$f":"TEXT($Y130, \"0\" & DeciSep() & \"00000\") & ListSep() & TEXT($Z130, \"0\" & DeciSep() & \"00000\")","v":"0.25923,0.14268"}]
[{"$nulls":13},0.26831042766571045,0.15310436487197876,8.629377365112305,null,{"$f":"(ATAN2($N131-$A$3, $O131-$A$6))-$C$15","v":{"v":2.078920215010703,"d":"2.07892"}},{"$f":"SQRT(($N131-$A$3)^2+($O131-$A$6)^2)","v":{"v":4.7872117711013525E-3,"d":"0.00479"}},{"v":-2.3291653353550096E-3,"d":"-0.00233"},{"v":0.004182389912711623,"d":"0.00418"},{"$f":"IF(($T131/$A$9)^2 +($U131/$A$12)^2<=1, \"OK\", \"NG\")","v":"OK"},null,{"v":4.468042885105484,"d":"4.46804"},{"$f":"$A$3+$A$9*COS($X131)*COS($C$15)-$A$12*SIN($X131)*SIN($C$15)","v":0.259283650057459},{"$f":"$A$6+$A$9*COS($X131)*SIN($C$15)+$A$12*SIN($X131)*COS($C$15)","v":0.1424942961864193},null,{"$f":"TEXT($Y131, \"0\" & DeciSep() & \"00000\") & ListSep() & TEXT($Z131, \"0\" & DeciSep() & \"00000\")","v":"0.25928,0.14249"}]
[{"$nulls":13},0.26919418573379517,0.14936818182468414,8.534059524536133,null,{"v":1.162169510082145,"d":"1.16217"},{"v":2.3597014038013505E-3,"d":"0.00236"},{"$f":"$S132*COS($R132)","v":{"v":9.3762635601225906E-4,"d":"0.00094"}},{"$f":"$S132*SIN($R132)","v":{"v":2.1654208670864048E-3,"d":"0.00217"}},"OK",null,{"v":4.50294947014537,"d":"4.50295"},0.2593483731528718,0.14231853081752371,null,{"$f":"TEXT($Y132, \"0\" & DeciSep() & \"00000\") & ListSep() & TEXT($Z132, \"0\" & DeciSep() & \"00000\")","v":"0.25935,0.14232"}]
[{"$nulls":13},0.26785343885421753,0.14992769062519073,8.564810752868652,null,{"v":1.8174120625413195,"d":"1.81741"},{"v":1.6633275080830097E-3,"d":"0.00166"},{"v":-4.0605732136355353E-4,"d":"-0.00041"},{"v":1.6130021236541168E-3,"d":"0.00161"},"OK",null,{"v":4.537856055185257,"d":"4.53786"},0.25942241857695497,0.14215029661664466,null,{"$f":"TEXT($Y133, \"0\" & DeciSep() & \"00000\") & ListSep() & TEXT($Z133, \"0\" & DeciSep() & \"00000\")","v":"0.25942,0.14215"}]
[{"$nulls":13},0.2634774148464203,0.1466943621635437,8.348999977111816,null,{"v":-1.8825266040008213,"d":"-1.88253"},{"v":0.003958400454812886,"d":"0.00396"},{"v":-1.2140650908780306E-3,"d":"-0.00121"},{"v":-0.003767622607928531,"d":"-0.00377"},"OK",null,{"v":4.572762640225144,"d":"4.57276"},0.2595056961167652,0.1419897985512414,null,{"$f":"TEXT($Y134, \"0\" & DeciSep() & \"00000\") & ListSep() & TEXT($Z134, \"0\" & DeciSep() & \"00000\")","v":"0.25951,0.14199"}]
[{"$nulls":13},0.26852816343307495,0.1475670486688614,8.496816635131836,null,{"v":0.2372902241262177,"d":"0.23729"},{"v":1.7904417512057374E-3,"d":"0.00179"},{"v":1.7402709390537251E-3,"d":"0.00174"},{"v":0.000420878513523479,"d":"0.00042"},"OK",null,{"v":4.60766922526503,"d":"4.60767"},0.25959810431144814,0.1418372321634838,null,{"$f":"TEXT($Y135, \"0\" & DeciSep() & \"00000\") & ListSep() & TEXT($Z135, \"0\" & DeciSep() & \"00000\")","v":"0.25960,0.14184"}]
[{"$nulls":13},0.26724129915237427,0.14706073701381683,8.465270042419434,null,{"v":-0.6192883455537785,"d":"-0.61929"},{"v":1.4593502747227614E-3,"d":"0.00146"},{"v":1.1883368843793123E-3,"d":"0.00119"},{"v":-8.4708835050251261E-4,"d":"-0.00085"},"OK",null,{"v":4.642575810304916,"d":"4.64258"},0.259699530575853,0.14169278333201424,null,{"$f":"TEXT($Y136, \"0\" & DeciSep() & \"00000\") & ListSep() & TEXT($Z136, \"0\" & DeciSep() & \"00000\")","v":"0.25970,0.14169"}]
[{"$nulls":13},0.26982104778289795,0.14807510375976563,8.486083984375,null,{"v":0.6359053721564308,"d":"0.63591"},{"v":2.852866524805998E-3,"d":"0.00285"},{"v":2.2952290301087946E-3,"d":"0.00230"},{"v":1.6943350045680143E-3,"d":"0.00169"},"OK",null,{"v":4.677482395344803,"d":"4.67748"},0.25980985133769996,0.14155662804548336,null,{"$f":"TEXT($Y137, \"0\" & DeciSep() & \"00000\") & ListSep() & TEXT($Z137, \"0\" & DeciSep() & \"00000\")","v":"0.25981,0.14156"}]
[{"$nulls":13},0.2651965618133545,0.14596439898014069,8.425796508789062,null,{"v":-1.4036325213222045,"d":"-1.40363"},{"v":0.003111536891146054,"d":"0.00311"},{"v":5.1771730429822226E-4,"d":"0.00052"},{"v":-3.0681640467538616E-3,"d":"-0.00307"},"OK",null,{"v":4.71238898038469,"d":"4.71239"},0.25992893218813456,0.14142893218813452,null,{"$f":"TEXT($Y138, \"0\" & DeciSep() & \"00000\") & ListSep() & TEXT($Z138, \"0\" & DeciSep() & \"00000\")","v":"0.25993,0.14143"}]
[{"$nulls":13},0.2679903507232666,0.14958275854587555,8.560884475708008,null,{"v":1.6153413469494373,"d":"1.61534"},{"v":1.4673651978090525E-3,"d":"0.00147"},{"v":-6.5342198001485947E-5,"d":"-0.00007"},{"v":1.4659096223510965E-3,"d":"0.00147"},"OK",null,{"v":4.747295565424577,"d":"4.74730"},0.26005662804548335,0.14130985133769997,null,{"$f":"TEXT($Y139, \"0\" & DeciSep() & \"00000\") & ListSep() & TEXT($Z139, \"0\" & DeciSep() & \"00000\")","v":"0.26006,0.14131"}]
[{"$nulls":13},0.26312631368637085,0.1502804011106491,8.538288116455078,null,{"v":3.496170571561577,"d":"3.49617"},{"v":0.004263246857877047,"d":"0.00426"},{"v":-0.003998043559128753,"d":"-0.00400"},{"v":-1.4801761619846507E-3,"d":"-0.00148"},"OK",null,{"v":4.782202150464463,"d":"4.78220"},0.2601927833320143,0.14119953057585294,null,{"$f":"TEXT($Y140, \"0\" & DeciSep() & \"00000\") & ListSep() & TEXT($Z140, \"0\" & DeciSep() & \"00000\")","v":"0.26019,0.14120"}]
[{"$nulls":13},0.267927885055542,0.1523807942867279,8.643474578857422,null,{"v":2.121503800633158,"d":"2.12150"},{"v":0.003990179817025561,"d":"0.00399"},{"v":-2.088022141599929E-3,"d":"-0.00209"},{"v":3.4002497714707056E-3,"d":"0.00340"},"OK",null,{"v":4.817108735504349,"d":"4.81711"},0.2603372321634838,0.14109810431144812,null,{"$f":"TEXT($Y141, \"0\" & DeciSep() & \"00000\") & ListSep() & TEXT($Z141, \"0\" & DeciSep() & \"00000\")","v":"0.26034,0.14110"}]
[{"$nulls":13},0.269427090883255,0.15111985802650452,8.585783004760742,null,{"v":1.6089725575703007,"d":"1.60897"},{"v":3.571333957307782E-3,"d":"0.00357"},{"v":-1.3630695418170394E-4,"d":"-0.00014"},{"v":0.003568731798393005,"d":"0.00357"},"OK",null,{"v":4.852015320544236,"d":"4.85202"},0.26048979855124144,0.14100569611676517,null,{"$f":"TEXT($Y142, \"0\" & DeciSep() & \"00000\") & ListSep() & TEXT($Z142, \"0\" & DeciSep() & \"00000\")","v":"0.26049,0.14101"}]
[{"$nulls":13},0.2691363990306854,0.1508013904094696,8.586832046508789,null,{"v":1.6079579415525975,"d":"1.60796"},{"v":3.1401590143036173E-3,"d":"0.00314"},{"v":-1.1666652277562735E-4,"d":"-0.00012"},{"v":0.003137991006611668,"d":"0.00314"},"OK",null,{"v":4.886921905584122,"d":"4.88692"},0.2606502966166447,0.14092241857695495,null,{"$f":"TEXT($Y143, \"0\" & DeciSep() & \"00000\") & ListSep() & TEXT($Z143, \"0\" & DeciSep() & \"00000\")","v":"0.26065,0.14092"}]
[{"$nulls":13},0.2675340175628662,0.14737354218959808,8.483136177062988,null,{"v":-0.34271055778292525,"d":"-0.34271"},{"v":1.2466282349060669E-3,"d":"0.00125"},{"v":0.001174133396431141,"d":"0.00117"},{"v":-4.1891851648034E-4,"d":"-0.00042"},"OK",null,{"v":4.921828490624009,"d":"4.92183"},0.26081853081752376,0.14084837315287174,null,{"$f":"TEXT($Y144, \"0\" & DeciSep() & \"00000\") & ListSep() & TEXT($Z144, \"0\" & DeciSep() & \"00000\")","v":"0.26082,0.14085"}]
[{"$nulls":13},0.2699665129184723,0.15353283286094666,8.639928817749023,null,{"v":1.8235817920018327,"d":"1.82358"},{"v":0.005842054904028843,"d":"0.00584"},{"v":-1.4611088434246361E-3,"d":"-0.00146"},{"v":0.005656391645683118,"d":"0.00566"},"OK",null,{"v":4.956735075663896,"d":"4.95674"},0.26099429618641934,0.14078365005745902,null,{"$f":"TEXT($Y145, \"0\" & DeciSep() & \"00000\") & ListSep() & TEXT($Z145, \"0\" & DeciSep() & \"00000\")","v":"0.26099,0.14078"}]
[{"$nulls":13},0.2645455598831177,0.1494176983833313,8.51356315612793,null,{"v":3.5691908756392374,"d":"3.56919"},{"v":2.6203905453443927E-3,"d":"0.00262"},{"v":-0.002384462000601303,"d":"-0.00238"},{"v":-1.0866405007263057E-3,"d":"-0.00109"},"OK",null,{"v":4.991641660703783,"d":"4.99164"},0.261177378580304,0.1407283281458387,null,{"$f":"TEXT($Y146, \"0\" & DeciSep() & \"00000\") & ListSep() & TEXT($Z146, \"0\" & DeciSep() & \"00000\")","v":"0.26118,0.14073"}]
[{"$nulls":13},0.2626333236694336,0.14770939946174622,8.435593605041504,null,{"v":-2.1770816333450584,"d":"-2.17708"},{"v":0.004437669589662596,"d":"0.00444"},{"v":-2.5286674427813256E-3,"d":"-0.00253"},{"v":-3.6467454463992876E-3,"d":"-0.00365"},"OK",null,{"v":5.026548245743669,"d":"5.02655"},0.26136755494148245,0.14068247481923837,null,{"$f":"TEXT($Y147, \"0\" & DeciSep() & \"00000\") & ListSep() & TEXT($Z147, \"0\" & DeciSep() & \"00000\")","v":"0.26137,0.14068"}]
[{"$nulls":13},0.2671867907047272,0.14792466163635254,8.523343086242676,null,{"v":-0.47147168821796015,"d":"-0.47147"},{"v":6.049008183636375E-4,"d":"0.00060"},{"v":5.3890663238707393E-4,"d":"0.00054"},{"v":-2.7474468443669926E-4,"d":"-0.00027"},"OK",null,{"v":5.061454830783555,"d":"5.06145"},0.2615645935693532,0.14064614594287336,null,{"$f":"TEXT($Y148, \"0\" & DeciSep() & \"00000\") & ListSep() & TEXT($Z148, \"0\" & DeciSep() & \"00000\")","v":"0.26156,0.14065"}]
[{"$nulls":13},0.2712154686450958,0.1507384330034256,8.631502151489258,null,{"v":1.2735406650695118,"d":"1.27354"},{"v":0.004772919254356906,"d":"0.00477"},{"v":1.3979753088724995E-3,"d":"0.00140"},{"v":0.004563597620780531,"d":"0.00456"},"OK",null,{"v":5.096361415823442,"d":"5.09636"},0.26176825440269935,0.1406193857778835,null,{"$f":"TEXT($Y149, \"0\" & DeciSep() & \"00000\") & ListSep() & TEXT($Z149, \"0\" & DeciSep() & \"00000\")","v":"0.26177,0.14062"}]
[{"$nulls":13},0.2718356251716614,0.15209800004959106,8.655119895935059,null,{"v":1.4250874573795254,"d":"1.42509"},{"v":0.006027343955480086,"d":"0.00603"},{"v":8.7513311638273141E-4,"d":"0.00088"},{"v":0.005963473583933493,"d":"0.00596"},"OK",null,{"v":5.131268000863329,"d":"5.13127"},0.2619782893121672,0.14060222692740773,null,{"$f":"TEXT($Y150, \"0\" & DeciSep() & \"00000\") & ListSep() & TEXT($Z150, \"0\" & DeciSep() & \"00000\")","v":"0.26198,0.14060"}]
[{"$nulls":13},0.2621580958366394,0.14533041417598724,8.348952293395996,null,{"v":-1.7765814250940615,"d":"-1.77658"},{"v":5.7870813216120785E-3,"d":"0.00579"},{"v":-1.1825076380554977E-3,"d":"-0.00118"},{"v":-5.664978897479832E-3,"d":"-0.00566"},"OK",null,{"v":5.1661745859032155,"d":"5.16617"},0.26219444240257306,0.14059469029686222,null,{"$f":"TEXT($Y151, \"0\" & DeciSep() & \"00000\") & ListSep() & TEXT($Z151, \"0\" & DeciSep() & \"00000\")","v":"0.26219,0.14059"}]
[{"$nulls":13},0.26677560806274414,0.15334421396255493,8.694300651550293,null,{"v":2.402483042498479,"d":"2.40248"},{"v":4.8494082790086525E-3,"d":"0.00485"},{"v":-3.5840456029183677E-3,"d":"-0.00358"},{"v":3.2667074819639386E-3,"d":"0.00327"},"OK",null,{"v":5.201081170943102,"d":"5.20108"},0.2624164503246719,0.1405967850684704,null,{"$f":"TEXT($Y152, \"0\" & DeciSep() & \"00000\") & ListSep() & TEXT($Z152, \"0\" & DeciSep() & \"00000\")","v":"0.26242,0.14060"}]
[{"$nulls":13},0.2658717632293701,0.14880189299583435,8.484355926513672,null,{"v":3.665536417849329,"d":"3.66554"},{"v":0.001167928761327173,"d":"0.00117"},{"v":-1.0112544558436088E-3,"d":"-0.00101"},{"v":-5.8431328674921578E-4,"d":"-0.00058"},"OK",null,{"v":5.235987755982989,"d":"5.23599"},0.26264404259600843,0.14060850869007568,null,{"$f":"TEXT($Y153, \"0\" & DeciSep() & \"00000\") & ListSep() & TEXT($Z153, \"0\" & DeciSep() & \"00000\")","v":"0.26264,0.14061"}]
[{"$nulls":13},0.2623911499977112,0.147096186876297,8.387275695800781,null,{"v":-2.060531329169332,"d":"-2.06053"},{"v":4.8179030324279615E-3,"d":"0.00482"},{"v":-0.002266303310801011,"d":"-0.00227"},{"v":-0.004251594869379128,"d":"-0.00425"},"OK",null,{"v":5.270894341022875,"d":"5.27089"},0.2628769419304579,0.14062984687825109,null,{"$f":"TEXT($Y154, \"0\" & DeciSep() & \"00000\") & ListSep() & TEXT($Z154, \"0\" & DeciSep() & \"00000\")","v":"0.26288,0.14063"}]
[{"$nulls":13},0.2718735337257385,0.14942041039466858,8.558395385742188,null,{"v":0.9720585731699478,"d":"0.97206"},{"v":0.004959686106047909,"d":"0.00496"},{"v":0.002795280314266297,"d":"0.00280"},{"v":0.004096937177355784,"d":"0.00410"},"OK",null,{"v":5.305800926062761,"d":"5.30580"},0.26311486457605676,0.14066077363570115,null,{"$f":"TEXT($Y155, \"0\" & DeciSep() & \"00000\") & ListSep() & TEXT($Z155, \"0\" & DeciSep() & \"00000\")","v":"0.26311,0.14066"}]
[{"$nulls":13},0.2628166973590851,0.14760267734527588,8.433213233947754,null,{"v":-2.1448953193478837,"d":"-2.14490"},{"v":0.004278458709882214,"d":"0.00428"},{"v":-2.3235387310788047E-3,"d":"-0.00232"},{"v":-3.5925445992142785E-3,"d":"-0.00359"},"OK",null,{"v":5.340707511102648,"d":"5.34071"},0.26335752066071044,0.1407012512829359,null,{"$f":"TEXT($Y156, \"0\" & DeciSep() & \"00000\") & ListSep() & TEXT($Z156, \"0\" & DeciSep() & \"00000\")","v":"0.26336,0.14070"}]
[{"$nulls":13},0.2667679488658905,0.1462567299604416,8.405733108520508,null,{"v":-0.8884747951201568,"d":"-0.88847"},{"v":2.2552401644219343E-3,"d":"0.00226"},{"v":1.4221465264934972E-3,"d":"0.00142"},{"v":-1.750316387515227E-3,"d":"-0.00175"},"OK",null,{"v":5.375614096142535,"d":"5.37561"},0.2636046145453581,0.14075123050417723,null,{"$f":"TEXT($Y157, \"0\" & DeciSep() & \"00000\") & ListSep() & TEXT($Z157, \"0\" & DeciSep() & \"00000\")","v":"0.26360,0.14075"}]
[{"$nulls":13},0.26880592107772827,0.14720949530601501,8.4798002243042,null,{"v":0.1649429858277226,"d":"0.16494"},{"v":0.002219629091578242,"d":"0.00222"},{"v":0.002189503660619217,"d":"0.00219"},{"v":3.6445442007951968E-4,"d":"0.00036"},"OK",null,{"v":5.410520681182422,"d":"5.41052"},0.2638558451841632,0.14081065040744276,null,{"$f":"TEXT($Y158, \"0\" & DeciSep() & \"00000\") & ListSep() & TEXT($Z158, \"0\" & DeciSep() & \"00000\")","v":"0.26386,0.14081"}]
[{"$nulls":13},0.26481059193611145,0.14847798645496368,8.414551734924316,null,{"v":-2.3461402642899456,"d":"-2.34614"},{"v":2.1895187293981613E-3,"d":"0.00219"},{"v":-1.5325793617869841E-3,"d":"-0.00153"},{"v":-1.5637112157332437E-3,"d":"-0.00156"},"OK",null,{"v":5.445427266222308,"d":"5.44543"},0.26411090649129154,0.14087943859873334,null,{"$f":"TEXT($Y159, \"0\" & DeciSep() & \"00000\") & ListSep() & TEXT($Z159, \"0\" & DeciSep() & \"00000\")","v":"0.26411,0.14088"}]
[{"$nulls":13},0.264178067445755,0.14526881277561188,8.337224006652832,null,{"v":-1.5032885296611607,"d":"-1.50329"},{"v":4.2899736852056265E-3,"d":"0.00429"},{"v":2.8938675249045432E-4,"d":"0.00029"},{"v":-0.004280202042805896,"d":"-0.00428"},"OK",null,{"v":5.480333851262194,"d":"5.48033"},0.2643694877138294,0.14095751127023384,null,{"$f":"TEXT($Y160, \"0\" & DeciSep() & \"00000\") & ListSep() & TEXT($Z160, \"0\" & DeciSep() & \"00000\")","v":"0.26437,0.14096"}]
[{"$nulls":13},0.27225491404533386,0.15138177573680878,8.683959007263184,null,{"v":1.2870093394537117,"d":"1.28701"},{"v":0.005993225594044225,"d":"0.00599"},{"v":1.6780621906516452E-3,"d":"0.00168"},{"v":0.005753508521364347,"d":"0.00575"},"OK",null,{"v":5.515240436302081,"d":"5.51524"},0.26463127381038865,0.14104477330242027,null,{"$f":"TEXT($Y161, \"0\" & DeciSep() & \"00000\") & ListSep() & TEXT($Z161, \"0\" & DeciSep() & \"00000\")","v":"0.26463,0.14104"}]
[{"$nulls":13},0.26407137513160706,0.1433631032705307,8.275317192077637,null,{"v":-1.3035539257685782,"d":"-1.30355"},{"v":0.005913083089979541,"d":"0.00591"},{"v":1.561484007670513E-3,"d":"0.00156"},{"v":-0.005703185015654957,"d":"-0.00570"},"OK",null,{"v":5.550147021341968,"d":"5.55015"},0.2648959458349357,0.14114111837994806,null,{"$f":"TEXT($Y162, \"0\" & DeciSep() & \"00000\") & ListSep() & TEXT($Z162, \"0\" & DeciSep() & \"00000\")","v":"0.26490,0.14114"}]
[{"$nulls":13},0.2672695517539978,0.1474342942237854,8.511467933654785,null,{"v":-0.5376612976805453,"d":"-0.53766"},{"v":1.0992665507239048E-3,"d":"0.00110"},{"v":9.4416965424357535E-4,"d":"0.00094"},{"v":-5.6296590797844819E-4,"d":"-0.00056"},"OK",null,{"v":5.585053606381854,"d":"5.58505"},0.2651631813253781,0.14124642912118104,null,{"$f":"TEXT($Y163, \"0\" & DeciSep() & \"00000\") & ListSep() & TEXT($Z163, \"0\" & DeciSep() & \"00000\")","v":"0.26516,0.14125"}]
[{"$nulls":13},0.26884666085243225,0.14405296742916107,8.344191551208496,null,{"v":-0.39180888649158274,"d":"-0.39181"},{"v":0.004815210793932907,"d":"0.00482"},{"v":0.00445031329830421,"d":"0.00445"},{"v":-1.8387404756910833E-3,"d":"-0.00184"},"OK",null,{"v":5.6199601914217405,"d":"5.61996"},0.26543265469643534,0.14136057722120293,null,{"$f":"TEXT($Y164, \"0\" & DeciSep() & \"00000\") & ListSep() & TEXT($Z164, \"0\" & DeciSep() & \"00000\")","v":"0.26543,0.14136"}]
[{"$nulls":13},0.26451992988586426,0.14723265171051025,8.405104637145996,null,{"v":-1.8837752770890028,"d":"-1.88378"},{"v":2.7851246754682125E-3,"d":"0.00279"},{"v":-8.5752382590012206E-4,"d":"-0.00086"},{"v":-2.6498249651468555E-3,"d":"-0.00265"},"OK",null,{"v":5.654866776461628,"d":"5.65487"},0.2657040376363139,0.14148342360813704,null,{"$f":"TEXT($Y165, \"0\" & DeciSep() & \"00000\") & ListSep() & TEXT($Z165, \"0\" & DeciSep() & \"00000\")","v":"0.26570,0.14148"}]
[{"$nulls":13},0.2736157476902008,0.1536758840084076,8.74476146697998,null,{"v":1.449288917086208,"d":"1.44929"},{"v":8.399874568640095E-3,"d":"0.00840"},{"v":0.001018137373380194,"d":"0.00102"},{"v":0.008337942735340241,"d":"0.00834"},"OK",null,{"v":5.689773361501514,"d":"5.68977"},0.26597699950670495,0.14161481861258388,null,{"$f":"TEXT($Y166, \"0\" & DeciSep() & \"00000\") & ListSep() & TEXT($Z166, \"0\" & DeciSep() & \"00000\")","v":"0.26598,0.14161"}]
[{"$nulls":13},0.2688468396663666,0.14861729741096497,8.500631332397461,null,{"v":0.8488254733810794,"d":"0.84883"},{"v":1.8505608436049975E-3,"d":"0.00185"},{"v":1.2229710571431396E-3,"d":"0.00122"},{"v":1.3888546465610544E-3,"d":"0.00139"},"OK",null,{"v":5.7246799465414,"d":"5.72468"},0.2662512077456159,0.14175460214997038,null,{"$f":"TEXT($Y167, \"0\" & DeciSep() & \"00000\") & ListSep() & TEXT($Z167, \"0\" & DeciSep() & \"00000\")","v":"0.26625,0.14175"}]
[{"$nulls":13},0.2686745524406433,0.1467759758234024,8.477945327758789,null,{"v":-0.014555576555402627,"d":"-0.01456"},{"v":2.4034111670618095E-3,"d":"0.00240"},{"v":2.4031565724330663E-3,"d":"0.00240"},{"v":-3.4981799970351e-05,"d":"-0.00003"},"OK",null,{"v":5.759586531581287,"d":"5.75959"},0.26652632827254624,0.14190260391558826,null,{"$f":"TEXT($Y168, \"0\" & DeciSep() & \"00000\") & ListSep() & TEXT($Z168, \"0\" & DeciSep() & \"00000\")","v":"0.26653,0.14190"}]
[{"$nulls":13},0.2678212523460388,0.14835426211357117,8.5013427734375,null,{"v":0.6097684324540431,"d":"0.60977"},{"v":8.3408329764777069E-4,"d":"0.00083"},{"v":6.8376535071901679E-4,"d":"0.00068"},{"v":4.7766085517978097E-4,"d":"0.00048"},"OK",null,{"v":5.794493116621174,"d":"5.79449"},0.266802025895513,0.14205864359208406,null,{"$f":"TEXT($Y169, \"0\" & DeciSep() & \"00000\") & ListSep() & TEXT($Z169, \"0\" & DeciSep() & \"00000\")","v":"0.26680,0.14206"}]
[{"$nulls":13},0.2667751610279083,0.15402096509933472,8.73216724395752,null,{"v":2.3968965764706267,"d":"2.39690"},{"v":5.5255414387590405E-3,"d":"0.00553"},{"v":-4.0628970222748905E-3,"d":"-0.00406"},{"v":0.003744926698592798,"d":"0.00374"},"OK",null,{"v":5.829399701661061,"d":"5.82940"},0.2670779647194304,0.142222531069148,null,{"$f":"TEXT($Y170, \"0\" & DeciSep() & \"00000\") & ListSep() & TEXT($Z170, \"0\" & DeciSep() & \"00000\")","v":"0.26708,0.14222"}]
[{"$nulls":13},0.26476168632507324,0.14829422533512115,8.49101734161377,null,{"v":-2.264519280901112,"d":"-2.26452"},{"v":2.2477525041850565E-3,"d":"0.00225"},{"v":-1.4372221170310861E-3,"d":"-0.00144"},{"v":-1.7282314388955189E-3,"d":"-0.00173"},"OK",null,{"v":5.8643062867009474,"d":"5.86431"},0.26735380855534674,0.1423940666751342,null,{"$f":"TEXT($Y171, \"0\" & DeciSep() & \"00000\") & ListSep() & TEXT($Z171, \"0\" & DeciSep() & \"00000\")","v":"0.26735,0.14239"}]
[{"$nulls":13},0.2682167589664459,0.152105912566185,8.637696266174316,null,{"v":2.030757522194677,"d":"2.03076"},{"v":0.00380566785431906,"d":"0.00381"},{"v":-0.001689386711671765,"d":"-0.00169"},{"v":3.4101437441586384E-3,"d":"0.00341"},"OK",null,{"v":5.899212871740834,"d":"5.89921"},0.26762922133003847,0.14257304142032987,null,{"$f":"TEXT($Y172, \"0\" & DeciSep() & \"00000\") & ListSep() & TEXT($Z172, \"0\" & DeciSep() & \"00000\")","v":"0.26763,0.14257"}]
[{"$nulls":13},0.26505494117736816,0.1457957774400711,8.395882606506348,null,{"v":-1.408938492350341,"d":"-1.40894"},{"v":3.3310769245285146E-3,"d":"0.00333"},{"v":5.3680982667365722E-4,"d":"0.00054"},{"v":-0.003287538393253065,"d":"-0.00329"},"OK",null,{"v":5.934119456780721,"d":"5.93412"},0.26790386749546363,0.14275923725157688,null,{"$f":"TEXT($Y173, \"0\" & DeciSep() & \"00000\") & ListSep() & TEXT($Z173, \"0\" & DeciSep() & \"00000\")","v":"0.26790,0.14276"}]
[{"$nulls":13},0.27063170075416565,0.15449963510036469,8.75572395324707,null,{"v":1.8118722052065592,"d":"1.81187"},{"v":0.007013192689876365,"d":"0.00701"},{"v":-1.674382433601888E-3,"d":"-0.00167"},{"v":0.006810382894623525,"d":"0.00681"},"OK",null,{"v":5.969026041820607,"d":"5.96903"},0.2681774124375757,0.1429524273179361,null,{"$f":"TEXT($Y174, \"0\" & DeciSep() & \"00000\") & ListSep() & TEXT($Z174, \"0\" & DeciSep() & \"00000\")","v":"0.26818,0.14295"}]
[{"$nulls":13},0.2680775821208954,0.1515348255634308,8.659369468688965,null,{"v":2.0150081928977963,"d":"2.01501"},{"v":3.2204579531064205E-3,"d":"0.00322"},{"v":-0.0013839801106497,"d":"-0.00138"},{"v":2.9079113605906975E-3,"d":"0.00291"},"OK",null,{"v":6.003932626860493,"d":"6.00393"},0.26844952288399904,0.14315237624707036,null,{"$f":"TEXT($Y175, \"0\" & DeciSep() & \"00000\") & ListSep() & TEXT($Z175, \"0\" & DeciSep() & \"00000\")","v":"0.26845,0.14315"}]
[{"$nulls":13},0.2701663374900818,0.14907726645469666,8.583474159240723,null,{"v":0.9657312069467288,"d":"0.96573"},{"v":3.2185291144893173E-3,"d":"0.00322"},{"v":1.830749686094487E-3,"d":"0.00183"},{"v":0.00264712773542954,"d":"0.00265"},"OK",null,{"v":6.03883921190038,"d":"6.03884"},0.26871986731007014,0.14335884043200928,null,{"$f":"TEXT($Y176, \"0\" & DeciSep() & \"00000\") & ListSep() & TEXT($Z176, \"0\" & DeciSep() & \"00000\")","v":"0.26872,0.14336"}]
[{"$nulls":13},0.271467924118042,0.15106219053268433,8.628908157348633,null,{"v":1.3060768095015183,"d":"1.30608"},{"v":5.150453014090936E-3,"d":"0.00515"},{"v":1.3475571413413417E-3,"d":"0.00135"},{"v":4.971041742047471E-3,"d":"0.00497"},"OK",null,{"v":6.073745796940266,"d":"6.07375"},0.26898811634274916,0.14357156832794687,null,{"$f":"TEXT($Y177, \"0\" & DeciSep() & \"00000\") & ListSep() & TEXT($Z177, \"0\" & DeciSep() & \"00000\")","v":"0.26899,0.14357"}]
[{"$nulls":13},0.2698426842689514,0.1513010710477829,8.658421516418457,null,{"v":1.5634231391308666,"d":"1.56342"},{"v":3.9908461343017695E-3,"d":"0.00399"},{"v":2.9424990875259107E-5,"d":"0.00003"},{"v":0.003990737655820458,"d":"0.00399"},"OK",null,{"v":6.108652381980153,"d":"6.10865"},0.2692539431619104,0.14379030075871016,null,{"$f":"TEXT($Y178, \"0\" & DeciSep() & \"00000\") & ListSep() & TEXT($Z178, \"0\" & DeciSep() & \"00000\")","v":"0.26925,0.14379"}]
[{"$nulls":13},0.26052427291870117,0.14727120101451874,8.355260848999023,null,{"v":-2.1686694065236614,"d":"-2.16867"},{"v":6.59128122432862E-3,"d":"0.00659"},{"v":-3.7101384369508353E-3,"d":"-0.00371"},{"v":-0.005447922627648726,"d":"-0.00545"},"OK",null,{"v":6.14355896702004,"d":"6.14356"},0.26951702389852217,0.14401477123252543,null,{"$f":"TEXT($Y179, \"0\" & DeciSep() & \"00000\") & ListSep() & TEXT($Z179, \"0\" & DeciSep() & \"00000\")","v":"0.26952,0.14401"}]
[{"$nulls":13},0.2606106996536255,0.14715304970741272,8.402047157287598,null,{"v":-2.1484233549895,"d":"-2.14842"},{"v":6.5297346046284755E-3,"d":"0.00653"},{"v":-3.5654799161493195E-3,"d":"-0.00357"},{"v":-0.005470355287768651,"d":"-0.00547"},"OK",null,{"v":6.178465552059927,"d":"6.17847"},0.26977703802923136,0.1442447062666973,null,{"$f":"TEXT($Y180, \"0\" & DeciSep() & \"00000\") & ListSep() & TEXT($Z180, \"0\" & DeciSep() & \"00000\")","v":"0.26978,0.14424"}]
[{"$nulls":13},0.26687031984329224,0.1499725580215454,8.546113014221191,null,{"v":2.444032434231956,"d":"2.44403"},{"v":1.4782571054662674E-3,"d":"0.00148"},{"v":-1.1329534809188149E-3,"d":"-0.00113"},{"v":9.4955804453200642E-4,"d":"0.00095"},"OK",null,{"v":6.213372137099814,"d":"6.21337"},0.2700336687668719,0.14447982572080548,null,{"$f":"TEXT($Y181, \"0\" & DeciSep() & \"00000\") & ListSep() & TEXT($Z181, \"0\" & DeciSep() & \"00000\")","v":"0.27003,0.14448"}]
[{"$nulls":13},0.26241335272789,0.14282232522964478,8.208584785461426,null,{"v":-1.464900756925287,"d":"-1.46490"},{"v":0.007298857718621612,"d":"0.00730"},{"v":7.7147294247018776E-4,"d":"0.00077"},{"v":-7.2579717205097085E-3,"d":"-0.00726"},"OK",null,{"v":6.2482787221397,"d":"6.24828"},0.27028660344642086,0.14471984313801245,null,{"$f":"TEXT($Y182, \"0\" & DeciSep() & \"00000\") & ListSep() & TEXT($Z182, \"0\" & DeciSep() & \"00000\")","v":"0.27029,0.14472"}]
[{"$nulls":13},0.26618319749832153,0.14992906153202057,8.512550354003906,null,{"v":2.875443944111006,"d":"2.87544"},{"v":1.6460204096697044E-3,"d":"0.00165"},{"v":-1.5880656878515765E-3,"d":"-0.00159"},{"v":4.3293251219759458E-4,"d":"0.00043"},"OK",null,{"v":6.283185307179586,"d":"6.28319"},0.27053553390593277,0.14496446609406727,null,{"$f":"TEXT($Y183, \"0\" & DeciSep() & \"00000\") & ListSep() & TEXT($Z183, \"0\" & DeciSep() & \"00000\")","v":"0.27054,0.14496"}]
[{"$nulls":13},0.2695515751838684,0.15419846773147583,8.702181816101074,null,{"v":1.9352006315664456,"d":"1.93520"},{"v":0.006243642398921033,"d":"0.00624"},{"v":-2.2251890600786337E-3,"d":"-0.00223"},{"v":0.005833661290519939,"d":"0.00583"},"OK"]
[{"$nulls":13},0.2646033465862274,0.1453103870153427,8.376187324523926,null,{"v":-1.429790305334333,"d":"-1.42979"},{"v":0.003989684019774269,"d":"0.00399"},{"v":0.000560707089779334,"d":"0.00056"},{"v":-0.003950086851844318,"d":"-0.00395"},"OK"]
[{"$nulls":13},0.2636079788208008,0.14369720220565796,8.2814302444458,null,{"v":-1.4003127381763454,"d":"-1.40031"},{"v":5.8798532578179935E-3,"d":"0.00588"},{"v":9.9756971130687822E-4,"d":"0.00100"},{"v":-5.794612066787214E-3,"d":"-0.00579"},"OK"]
[{"$nulls":13},0.2717043459415436,0.15111462771892548,8.624408721923828,null,{"v":1.2926756852838457,"d":"1.29268"},{"v":0.005382113789794013,"d":"0.00538"},{"v":0.001477653925982345,"d":"0.00148"},{"v":5.1752959066433905E-3,"d":"0.00518"},"OK"]
[{"$nulls":13},0.26890039443969727,0.14648935198783875,8.385542869567871,null,{"v":-0.028182864738644398,"d":"-0.02818"},{"v":2.7666232947837705E-3,"d":"0.00277"},{"v":2.765524639217606E-3,"d":"0.00277"},{"v":-7.7961048739335113E-5,"d":"-0.00008"},"OK"]
[{"$nulls":13},0.26354923844337463,0.14549989998340607,8.386609077453613,null,{"v":-1.6405436808614389,"d":"-1.64054"},{"v":4.572565519514237E-3,"d":"0.00457"},{"v":-3.1866583097621458E-4,"d":"-0.00032"},{"v":-0.004561447962919093,"d":"-0.00456"},"OK"]
[{"$nulls":13},0.2686353623867035,0.1480911821126938,8.4742431640625,null,{"v":0.5404325699084802,"d":"0.54043"},{"v":0.001685687456447962,"d":"0.00169"},{"v":1.4454537337200213E-3,"d":"0.00145"},{"v":8.6729793295086852E-4,"d":"0.00087"},"OK"]
[{"$nulls":13},0.2647360563278198,0.1509118527173996,8.553390502929688,null,{"v":3.1099702885676077,"d":"3.10997"},{"v":3.3079411242089214E-3,"d":"0.00331"},{"v":-3.3062873345194492E-3,"d":"-0.00331"},{"v":1.0458748887347594E-4,"d":"0.00010"},"OK"]
[{"$nulls":13},0.2684800326824188,0.14969080686569214,8.492742538452148,null,{"v":1.4629264460371907,"d":"1.46293"},{"v":1.8996098895318913E-3,"d":"0.00190"},{"v":2.0451353630164063E-4,"d":"0.00020"},{"v":1.8885687559304697E-3,"d":"0.00189"},"OK"]
[{"$nulls":13},0.27095428109169006,0.1557311862707138,8.78127384185791,null,{"v":1.8557828349466783,"d":"1.85578"},{"v":0.00824174701345882,"d":"0.00824"},{"v":-0.002317121873393021,"d":"-0.00232"},{"v":0.007909319822696576,"d":"0.00791"},"OK"]
[{"$nulls":13},0.2682698965072632,0.14796240627765656,8.459227561950684,null,{"v":0.38493723881039293,"d":"0.38494"},{"v":1.3790011419365351E-3,"d":"0.00138"},{"v":1.2780885982832612E-3,"d":"0.00128"},{"v":5.1781626509853529E-4,"d":"0.00052"},"OK"]
[{"$nulls":13},0.2695614695549011,0.1499084234237671,8.616122245788574,null,{"$f":"(ATAN2($N195-$A$3, $O195-$A$6))-$C$15","v":{"v":1.2881260207251244,"d":"1.28813"}},{"$f":"SQRT(($N195-$A$3)^2+($O195-$A$6)^2)","v":{"v":2.9231460485752525E-3,"d":"0.00292"}},{"v":8.1532673834577212E-4,"d":"0.00082"},{"v":2.8071382458011497E-3,"d":"0.00281"},{"$f":"IF(($T195/$A$9)^2 +($U195/$A$12)^2<=1, \"OK\", \"NG\")","v":"OK"}]
[{"$nulls":13},0.26651912927627563,0.1491844207048416,8.49454402923584,null,{"v":2.9686600980548725,"d":"2.96866"},{"v":8.3646180674978225E-4,"d":"0.00084"},{"$f":"$S196*COS($R196)","v":{"v":-8.2398547119757852E-4,"d":"-0.00082"}},{"$f":"$S196*SIN($R196)","v":{"v":1.4393157195839447E-4,"d":"0.00014"}},"OK"]
[{"$nulls":13},0.2630535066127777,0.14366431534290314,8.25601577758789,null,{"v":-1.4698906841509123,"d":"-1.46989"},{"v":6.241686964136484E-3,"d":"0.00624"},{"v":6.2875317670017111E-4,"d":"0.00063"},{"v":-0.006209937648725691,"d":"-0.00621"},"OK"]
[{"$nulls":13},0.25845810770988464,0.14617450535297394,8.33203125,null,{"v":-2.0903905979707202,"d":"-2.09039"},{"v":0.00885278765413919,"d":"0.00885"},{"v":-4.395656927980527E-3,"d":"-0.00440"},{"v":-0.007684402997030808,"d":"-0.00768"},"NG"]
[{"$nulls":13},0.26843777298927307,0.1520196795463562,8.614859580993652,null,{"v":1.9683859929562992,"d":"1.96839"},{"v":3.8020172642587277E-3,"d":"0.00380"},{"v":-0.001472130244310235,"d":"-0.00147"},{"v":3.5054483053538967E-3,"d":"0.00351"},"OK"]
[{"$nulls":13},0.2690408229827881,0.14729483425617218,8.553967475891113,null,{"v":0.25197152609313844,"d":"0.25197"},{"v":0.00237010187907019,"d":"0.00237"},{"v":2.295260640245178E-3,"d":"0.00230"},{"v":5.9089890041642552E-4,"d":"0.00059"},"OK"]
[{"$nulls":13},0.26065191626548767,0.1487540304660797,8.45502758026123,null,{"v":3.886995282966733,"d":"3.88700"},{"v":6.353164453882558E-3,"d":"0.00635"},{"v":-0.00466839972140665,"d":"-0.00467"},{"v":-0.004309146391020751,"d":"-0.00431"},"NG"]
[{"$nulls":13},0.2655743956565857,0.1482897698879242,8.434691429138184,null,{"v":-2.2097823654903297,"d":"-2.20978"},{"v":1.4410220137059608E-3,"d":"0.00144"},{"v":-8.5939936065885722E-4,"d":"-0.00086"},{"v":-1.1567096363756678E-3,"d":"-0.00116"},"OK"]
[{"$nulls":13},0.26750391721725464,0.14912918210029602,8.550503730773926,null,{"v":1.680899902545192,"d":"1.68090"},{"v":8.0610339112210906E-4,"d":"0.00081"},{"v":-8.8575648243116437E-5,"d":"-0.00009"},{"v":8.0122221119791461E-4,"d":"0.00080"},"OK"]
[{"$nulls":13},0.26583606004714966,0.14976589381694794,8.538922309875488,null,{"v":3.0996580587003115,"d":"3.09966"},{"v":1.7196637373708633E-3,"d":"0.00172"},{"v":-1.718151935780451E-3,"d":"-0.00172"},{"v":7.2092268671575683E-5,"d":"0.00007"},"OK"]
[{"$nulls":13},0.2707335352897644,0.14964482188224792,8.579302787780762,null,{"v":1.0829283209060305,"d":"1.08293"},{"v":3.905112405807259E-3,"d":"0.00391"},{"v":1.8304968050034216E-3,"d":"0.00183"},{"v":3.4495194373799407E-3,"d":"0.00345"},"OK"]
[{"$nulls":13},0.26718178391456604,0.14597362279891968,8.435651779174805,null,{"v":-0.7135675750070289,"d":"-0.71357"},{"v":0.002532908832495429,"d":"0.00253"},{"v":1.9149590894192534E-3,"d":"0.00191"},{"v":-1.6578778120187087E-3,"d":"-0.00166"},"OK"]
[{"$nulls":13},0.2642345428466797,0.14594495296478271,8.365080833435059,null,{"v":-1.6103227554857402,"d":"-1.61032"},{"v":3.7651053928174673E-3,"d":"0.00377"},{"v":-1.4878242134092816E-4,"d":"-0.00015"},{"v":-0.003762164591046371,"d":"-0.00376"},"OK"]
[{"$nulls":13},0.2655632197856903,0.14534515142440796,8.374363899230957,null,{"v":-1.2127499696437987,"d":"-1.21275"},{"v":0.0034666131770284,"d":"0.00347"},{"v":0.001214857788804793,"d":"0.00121"},{"v":-0.003246771854030903,"d":"-0.00325"},"OK"]
[{"$nulls":13},0.2734985947608948,0.1498163640499115,8.656031608581543,null,{"v":0.9852553307747881,"d":"0.98526"},{"v":0.006630576760601467,"d":"0.00663"},{"v":0.003664390477409443,"d":"0.00366"},{"v":0.005526010369814668,"d":"0.00553"},"OK"]
[{"$nulls":13},0.26417121291160583,0.1439906805753708,8.326667785644531,null,{"v":-1.3456641856671983,"d":"-1.34566"},{"v":0.005323156776275134,"d":"0.00532"},{"v":1.188315810955056E-3,"d":"0.00119"},{"v":-5.1888248764280056E-3,"d":"-0.00519"},"OK"]
[{"$nulls":13},0.2626674175262451,0.14646171033382416,8.36701774597168,null,{"v":-1.9164601270439094,"d":"-1.91646"},{"v":4.788099378159074E-3,"d":"0.00479"},{"v":-1.6223100022666767E-3,"d":"-0.00162"},{"v":-0.004504886892217473,"d":"-0.00450"},"OK"]
[{"$nulls":13},0.2611602246761322,0.14552375674247742,8.377223014831543,null,{"v":-1.8848564776625834,"d":"-1.88486"},{"v":0.006554464109384078,"d":"0.00655"},{"v":-2.0248229422578437E-3,"d":"-0.00202"},{"v":-6.2338665219677505E-3,"d":"-0.00623"},"OK"]
[{"$nulls":13},0.2717572748661041,0.1484403908252716,8.530372619628906,null,{"v":0.7728687096490984,"d":"0.77287"},{"v":0.004757648306188435,"d":"0.00476"},{"v":3.4060513694619174E-3,"d":"0.00341"},{"v":0.003321751266119165,"d":"0.00332"},"OK"]
[{"$nulls":13},0.26838722825050354,0.1475614756345749,8.50841999053955,null,{"v":0.1905868540146518,"d":"0.19059"},{"v":1.6748821461498903E-3,"d":"0.00167"},{"v":1.6445554460854848E-3,"d":"0.00164"},{"v":3.172815598837014E-4,"d":"0.00032"},"OK"]
[{"$nulls":13},0.2612993121147156,0.1460094302892685,8.388470649719238,null,{"v":-1.9442967258779573,"d":"-1.94430"},{"v":0.006220995085148513,"d":"0.00622"},{"v":-2.2698963296365637E-3,"d":"-0.00227"},{"v":-0.005792093792588688,"d":"-0.00579"},"OK"]
[{"$nulls":13},0.273343950510025,0.1521950215101242,8.732911109924316,null,{"v":1.3128118240069147,"d":"1.31281"},{"v":0.007341586479360384,"d":"0.00734"},{"v":1.8730756587115535E-3,"d":"0.00187"},{"v":7.098625191589528E-3,"d":"0.00710"},"OK"]
[{"$nulls":13},0.26289138197898865,0.1432092785835266,8.306532859802246,null,{"v":-1.4456886468628762,"d":"-1.44569"},{"v":6.698692047654488E-3,"d":"0.00670"},{"v":8.3587332699483366E-4,"d":"0.00084"},{"v":-0.006646336654919615,"d":"-0.00665"},"OK"]
[{"$nulls":13},0.2679203450679779,0.15186281502246857,8.614323616027832,null,{"v":2.0890531607377554,"d":"2.08905"},{"v":3.4864824565013293E-3,"d":"0.00349"},{"v":-1.7270870676647605E-3,"d":"-0.00173"},{"v":3.028651544862281E-3,"d":"0.00303"},"OK"]
[{"$nulls":13},0.26587578654289246,0.15019086003303528,8.541999816894531,null,{"v":2.9429568695363235,"d":"2.94296"},{"v":2.0304835750278344E-3,"d":"0.00203"},{"v":-0.001990557554418487,"d":"-0.00199"},{"v":4.0067963637463347E-4,"d":"0.00040"},"OK"]
[{"$nulls":13},0.26667168736457825,0.15204964578151703,8.610225677490234,null,{"v":2.4484237506893773,"d":"2.44842"},{"v":3.5647965384884555E-3,"d":"0.00356"},{"v":-0.002742130693776877,"d":"-0.00274"},{"v":0.002277826512064959,"d":"0.00228"},"OK"]
[{"$nulls":13},0.2641351819038391,0.14632368087768555,8.411508560180664,null,{"v":-1.7065326418361888,"d":"-1.70653"},{"v":0.003597714225205013,"d":"0.00360"},{"v":-4.8684229324680848E-4,"d":"-0.00049"},{"v":-3.5646223120758104E-3,"d":"-0.00356"},"OK"]
[{"$nulls":13},0.266131728887558,0.14789031445980072,8.420378684997559,null,{"v":-1.7440046760014503,"d":"-1.74400"},{"v":1.0609482469137704E-3,"d":"0.00106"},{"v":-1.8284761164985837E-4,"d":"-0.00018"},{"v":-1.0450731713824374E-3,"d":"-0.00105"},"OK"]
[{"$nulls":13},0.2701086699962616,0.15121889114379883,8.556327819824219,null,{"v":1.5040103845387924,"d":"1.50401"},{"v":0.004129915035141125,"d":"0.00413"},{"v":2.7561526973951897E-4,"d":"0.00028"},{"v":0.004120707999915928,"d":"0.00412"},"OK"]
[{"$nulls":13},0.266040176153183,0.14939752221107483,8.518712997436523,null,{"v":3.175123446012322,"d":"3.17512"},{"v":1.3140806429939172E-3,"d":"0.00131"},{"v":-1.3133419925454414E-3,"d":"-0.00131"},{"v":-4.4053909112320621E-5,"d":"-0.00004"},"OK"]
[{"$nulls":13},0.26445233821868896,0.15019728243350983,8.574073791503906,null,{"v":3.3393031621294846,"d":"3.33930"},{"v":3.0612657857582467E-3,"d":"0.00306"},{"v":-3.0016288400584517E-3,"d":"-0.00300"},{"v":-6.013090034112336E-4,"d":"-0.00060"},"OK"]
[{"$nulls":13},0.2631852328777313,0.14756539463996887,8.403214454650879,null,{"v":-2.115930329606501,"d":"-2.11593"},{"v":0.003927586456863943,"d":"0.00393"},{"v":-0.002036581912992382,"d":"-0.00204"},{"v":-3.3583134886149843E-3,"d":"-0.00336"},"OK"]
[{"$nulls":13},0.262859046459198,0.14645414054393768,8.398599624633789,null,{"v":-1.8973140547647858,"d":"-1.89731"},{"v":0.004618770089649444,"d":"0.00462"},{"v":-0.001481455234543269,"d":"-0.00148"},{"v":-0.004374737424015832,"d":"-0.00437"},"OK"]
[{"$nulls":13},0.27185243368148804,0.1519944816827774,8.647310256958008,null,{"v":1.4095202102012518,"d":"1.40952"},{"v":0.005979758763069481,"d":"0.00598"},{"v":9.602170668140985E-4,"d":"0.00096"},{"v":0.00590216045606227,"d":"0.00590"},"OK"]
[{"$nulls":13},0.26955702900886536,0.14895358681678772,8.52612018585205,null,{"v":0.9609601376147157,"d":"0.96096"},{"v":2.5969478917649644E-3,"d":"0.00260"},{"v":1.487358237851978E-3,"d":"0.00149"},{"v":2.1288268658668213E-3,"d":"0.00213"},"OK"]
[{"$nulls":13},0.26552534103393555,0.147264301776886,8.443601608276367,null,{"v":-1.6587347181502174,"d":"-1.65873"},{"v":1.9239462478981683E-3,"d":"0.00192"},{"v":-1.6897076177764634E-4,"d":"-0.00017"},{"v":-0.00191651194790581,"d":"-0.00192"},"OK"]
[{"$nulls":13},0.26639872789382935,0.14832991361618042,8.476815223693848,null,{"v":-2.08051942884702,"d":"-2.08052"},{"v":6.2486600453195713E-4,"d":"0.00062"},{"v":-3.0489434822527994E-4,"d":"-0.00030"},{"v":-5.4543281899791624E-4,"d":"-0.00055"},"OK"]
[{"$nulls":13},0.266060471534729,0.14800332486629486,8.45325756072998,null,{"v":-1.8698959274382672,"d":"-1.86990"},{"v":1.0627322924873944E-3,"d":"0.00106"},{"v":-3.1314459382128756E-4,"d":"-0.00031"},{"v":-1.015549304000556E-3,"d":"-0.00102"},"OK"]
[{"$nulls":13},0.26870018243789673,0.1498459130525589,8.537131309509277,null,{"v":1.4550137114360095,"d":"1.45501"},{"v":0.002168433136433043,"d":"0.00217"},{"v":2.5050628473915375E-4,"d":"0.00025"},{"v":2.1539147774429306E-3,"d":"0.00215"},"OK"]
[{"$nulls":13},0.26685523986816406,0.1489841192960739,8.52193546295166,null,{"v":2.6467496464186135,"d":"2.64675"},{"v":5.0529891015147724E-4,"d":"0.00051"},{"v":-4.4468490802378782E-4,"d":"-0.00044"},{"v":2.3996316629046633E-4,"d":"0.00024"},"OK"]
[{"$nulls":13},0.26975783705711365,0.15014919638633728,8.62047004699707,null,{"v":1.32434840224705,"d":"1.32435"},{"v":3.2133337757377692E-3,"d":"0.00321"},{"v":7.8392733620515716E-4,"d":"0.00078"},{"v":3.1162432327800464E-3,"d":"0.00312"},"OK"]
[{"$nulls":13},0.2655627727508545,0.14587509632110596,8.373924255371094,null,{"v":-1.2863470700210584,"d":"-1.28635"},{"v":2.9926144905680473E-3,"d":"0.00299"},{"v":8.3981405733060156E-4,"d":"0.00084"},{"v":-0.002872360325284376,"d":"-0.00287"},"OK"]
[{"$nulls":13},0.2617494761943817,0.145067036151886,8.316964149475098,null,{"v":-1.7771296866564108,"d":"-1.77713"},{"v":0.006273216162051346,"d":"0.00627"},{"v":-1.285208971164419E-3,"d":"-0.00129"},{"v":-6.1401530043037784E-3,"d":"-0.00614"},"OK"]
[{"$nulls":13},0.2671132981777191,0.15223805606365204,8.607455253601074,null,{"v":2.3258943821202926,"d":"2.32589"},{"v":3.7397726685027654E-3,"d":"0.00374"},{"v":-2.5630908813025995E-3,"d":"-0.00256"},{"v":0.002723318700825109,"d":"0.00272"},"OK"]
[{"$nulls":13},0.26425671577453613,0.14778758585453033,8.448888778686523,null,{"v":-2.1021131824380057,"d":"-2.10211"},{"v":2.8342798479233195E-3,"d":"0.00283"},{"v":-1.4360420052727811E-3,"d":"-0.00144"},{"v":-2.443547751822412E-3,"d":"-0.00244"},"OK"]
[{"$nulls":13},0.2679085433483124,0.15169848501682281,8.636242866516113,null,{"v":2.079430228463799,"d":"2.07943"},{"v":0.003325019912512213,"d":"0.00333"},{"v":-1.6192332823253826E-3,"d":"-0.00162"},{"v":2.9041076075125892E-3,"d":"0.00290"},"OK"]
[{"$nulls":13},0.2671675980091095,0.15225782990455627,8.638664245605469,null,{"v":2.3116243470567435,"d":"2.31162"},{"v":0.003761565456593163,"d":"0.00376"},{"v":-2.5386773193026633E-3,"d":"-0.00254"},{"v":0.002775696696812023,"d":"0.00278"},"OK"]
[{"$nulls":13},0.26550835371017456,0.14973779022693634,8.501887321472168,null,{"v":3.2343326252115614,"d":"3.23433"},{"v":1.9383326081581504E-3,"d":"0.00194"},{"v":-1.9300030698204598E-3,"d":"-0.00193"},{"v":-1.7950334351420595E-4,"d":"-0.00018"},"OK"]
[{"$nulls":13},0.266968697309494,0.15094099938869476,8.619420051574707,null,{"v":2.369017506426739,"d":"2.36902"},{"v":2.4412000888991373E-3,"d":"0.00244"},{"v":-1.7481815653444632E-3,"d":"-0.00175"},{"v":1.7039128758921153E-3,"d":"0.00170"},"OK"]
[{"$nulls":13},0.26977667212486267,0.14648468792438507,8.481680870056152,null,{"v":0.15756498200929736,"d":"0.15756"},{"v":0.003430946057738102,"d":"0.00343"},{"v":0.003388444523496492,"d":"0.00339"},{"v":5.3836285374759619E-4,"d":"0.00054"},"OK"]
[{"$nulls":13},0.26914599537849426,0.15110842883586884,8.605914115905762,null,{"v":1.667755161941543,"d":"1.66776"},{"v":3.3777503099416263E-3,"d":"0.00338"},{"v":-3.2698983355711582E-4,"d":"-0.00033"},{"v":3.3618856026136645E-3,"d":"0.00336"},"OK"]
[{"$nulls":13},0.2661585211753845,0.146542489528656,8.362412452697754,null,{"v":-1.1913881403758007,"d":"-1.19139"},{"v":0.002130712054149418,"d":"0.00213"},{"v":7.8915354542050749E-4,"d":"0.00079"},{"v":-0.001979184311641509,"d":"-0.00198"},"OK"]
[{"$nulls":13},0.26531198620796204,0.14728492498397827,8.414801597595215,null,{"v":-1.73228650918454,"d":"-1.73229"},{"v":2.0798552489706165E-3,"d":"0.00208"},{"v":-3.3441821560716082E-4,"d":"-0.00033"},{"v":-0.002052793782565786,"d":"-0.00205"},"OK"]
[{"$nulls":13},0.2661869525909424,0.1506248563528061,8.543009757995605,null,{"v":2.721643230776379,"d":"2.72164"},{"v":2.275095736323147E-3,"d":"0.00228"},{"v":-2.0774116724873114E-3,"d":"-0.00208"},{"v":9.2758899974570291E-4,"d":"0.00093"},"OK"]
[{"$nulls":13},0.2665989100933075,0.14713607728481293,8.448017120361328,null,{"v":-1.0714065296814208,"d":"-1.07141"},{"v":1.4216744656403845E-3,"d":"0.00142"},{"v":6.8082560803538205E-4,"d":"0.00068"},{"v":-1.2480523938109029E-3,"d":"-0.00125"},"OK"]
[{"$nulls":13},0.2672734260559082,0.14630919694900513,8.406679153442383,null,{"v":-0.6612338785251923,"d":"-0.66123"},{"v":2.2077997681623942E-3,"d":"0.00221"},{"v":1.7424731118884191E-3,"d":"0.00174"},{"v":-1.355790275316876E-3,"d":"-0.00136"},"OK"]
[{"$nulls":13},0.2733001708984375,0.15328507125377655,8.742795944213867,null,{"v":1.4349608053433751,"d":"1.43496"},{"v":7.911324810247481E-3,"d":"0.00791"},{"v":1.0713372329130709E-3,"d":"0.00107"},{"v":0.007838449896925509,"d":"0.00784"},"OK"]
[{"$nulls":13},0.26659366488456726,0.1480099856853485,8.506850242614746,null,{"v":-1.4777105675794218,"d":"-1.47771"},{"v":6.365706988207294E-4,"d":"0.00064"},{"v":5.9170129211822608E-5,"d":"0.00006"},{"v":-0.000633814760325261,"d":"-0.00063"},"OK"]
[{"$nulls":13},0.26315632462501526,0.14813704788684845,8.426136016845703,null,{"v":-2.262045262759515,"d":"-2.26205"},{"v":0.00386077383754933,"d":"0.00386"},{"v":-0.002461243021876023,"d":"-0.00246"},{"v":-0.002974534822786911,"d":"-0.00297"},"OK"]
[{"$nulls":13},0.26621267199516296,0.1458704024553299,8.385616302490234,null,{"v":-1.0763136568051648,"d":"-1.07631"},{"v":0.002744935087417497,"d":"0.00274"},{"v":1.3026812843893682E-3,"d":"0.00130"},{"v":-2.4161312268660756E-3,"d":"-0.00242"},"OK"]
[{"$nulls":13},0.26403823494911194,0.14837323129177094,8.438263893127441,null,{"v":-2.3134188553723707,"d":"-2.31342"},{"v":2.9644767703674315E-3,"d":"0.00296"},{"v":-2.0046451385332524E-3,"d":"-0.00200"},{"v":-2.1839231649953056E-3,"d":"-0.00218"},"OK"]
[{"$nulls":13},0.2700960338115692,0.15184223651885986,8.556286811828613,null,{"v":1.6090182077459816,"d":"1.60902"},{"v":0.004555872069141126,"d":"0.00456"},{"v":-0.000174091603871721,"d":"-0.00017"},{"v":0.004552544609758549,"d":"0.00455"},"OK"]
[{"$nulls":13},0.26883918046951294,0.15049779415130615,8.562965393066406,null,{"v":1.6121110189911225,"d":"1.61211"},{"v":0.002715467965274287,"d":"0.00272"},{"v":-1.1215680998496139E-4,"d":"-0.00011"},{"v":0.002713150773621856,"d":"0.00271"},"OK"]
[{"$nulls":13},0.2705180048942566,0.14849217236042023,8.50672721862793,null,{"v":0.7831731447014573,"d":"0.78317"},{"v":3.5180136025823746E-3,"d":"0.00352"},{"v":0.002493140094003825,"d":"0.00249"},{"v":2.4820701399487517E-3,"d":"0.00248"},"OK"]
[{"$nulls":13},0.26909565925598145,0.14892715215682983,8.50408935546875,null,{"$f":"(ATAN2($N259-$A$3, $O259-$A$6))-$C$15","v":{"v":0.9864709078815486,"d":"0.98647"}},{"$f":"SQRT(($N259-$A$3)^2+($O259-$A$6)^2)","v":{"v":2.1387488590914614E-3,"d":"0.00214"}},{"v":1.1798126842679842E-3,"d":"0.00118"},{"v":1.7838970576536644E-3,"d":"0.00178"},{"$f":"IF(($T259/$A$9)^2 +($U259/$A$12)^2<=1, \"OK\", \"NG\")","v":"OK"}]
[{"$nulls":13},0.26634645462036133,0.1494612842798233,8.520883560180664,null,{"v":2.9532801394756767,"d":"2.95328"},{"v":0.00116240656823785,"d":"0.00116"},{"$f":"$S260*COS($R260)","v":{"v":-1.1418570026667414E-3,"d":"-0.00114"}},{"$f":"$S260*SIN($R260)","v":{"v":2.1760426315543693E-4,"d":"0.00022"}},"OK"]
[{"$nulls":13},0.26284661889076233,0.14509902894496918,8.375166893005371,null,{"v":-1.6700684755676867,"d":"-1.67007"},{"v":0.005368163443462754,"d":"0.00537"},{"v":-0.000532034251562615,"d":"-0.00053"},{"v":-0.005341733642825529,"d":"-0.00534"},"OK"]
[{"$nulls":13},0.2643584907054901,0.15018153190612793,8.544005393981934,null,{"v":3.3601076362614277,"d":"3.36011"},{"v":3.1313129681187182E-3,"d":"0.00313"},{"v":-3.0568517483198507E-3,"d":"-0.00306"},{"v":-0.000678806521110639,"d":"-0.00068"},"OK"]
[{"$nulls":13},0.2665283977985382,0.14907166361808777,8.571965217590332,null,{"v":3.045973422494912,"d":"3.04597"},{"v":7.4108564192597131E-4,"d":"0.00074"},{"v":-7.3770033558365081E-4,"d":"-0.00074"},{"v":7.07541062313549e-05,"d":"0.00007"},"OK"]
[{"$nulls":13},0.2672247290611267,0.1543954610824585,8.733275413513184,null,{"v":2.318093940520093,"d":"2.31809"},{"v":0.005899742750806824,"d":"0.00590"},{"v":-0.004009813066575419,"d":"-0.00401"},{"v":0.004327627952680164,"d":"0.00433"},"OK"]
[{"$nulls":13},0.268133282661438,0.1489909440279007,8.561263084411621,null,{"v":1.1941981746030899,"d":"1.19420"},{"v":0.001235052885202614,"d":"0.00124"},{"v":4.5420200359230464E-4,"d":"0.00045"},{"v":1.1485017062155536E-3,"d":"0.00115"},"OK"]
[{"$nulls":13},0.26900243759155273,0.14884018898010254,8.53665542602539,null,{"v":0.9536789123162744,"d":"0.95368"},{"v":2.0311289595312913E-3,"d":"0.00203"},{"v":1.1753872651743403E-3,"d":"0.00118"},{"v":1.6564871346052318E-3,"d":"0.00166"},"OK"]
[{"$nulls":13},0.26511040329933167,0.14580586552619934,8.404444694519043,null,{"v":-1.3970458863697122,"d":"-1.39705"},{"v":3.2907349109428173E-3,"d":"0.00329"},{"v":5.6889411510257452E-4,"d":"0.00057"},{"v":-3.2411873966032094E-3,"d":"-0.00324"},"OK"]
[{"$nulls":13},0.2686992287635803,0.1426783949136734,8.307900428771973,null,{"v":-0.501404502062248,"d":"-0.50140"},{"v":0.006064525057423896,"d":"0.00606"},{"v":0.005318032615446498,"d":"0.00532"},{"v":-0.002914960252416762,"d":"-0.00291"},"NG"]
[{"$nulls":13},0.26638180017471313,0.1474299132823944,8.37434196472168,null,{"v":-1.3092667144571255,"d":"-1.30927"},{"v":1.2358222393130099E-3,"d":"0.00124"},{"v":3.1953228588787032E-4,"d":"0.00032"},{"v":-1.1937988630652545E-3,"d":"-0.00119"},"OK"]
[{"$nulls":13},0.261920690536499,0.14399120211601257,8.279010772705078,null,{"v":-1.6302282552274514,"d":"-1.63023"},{"v":6.7918070485446045E-3,"d":"0.00679"},{"v":-4.0341260661949467E-4,"d":"-0.00040"},{"v":-0.006779815724153617,"d":"-0.00678"},"OK"]
[{"$nulls":13},0.2697240114212036,0.1520892232656479,8.648638725280762,null,{"v":1.7069951740866371,"d":"1.70700"},{"v":4.505858616680708E-3,"d":"0.00451"},{"v":-6.117971623694823E-4,"d":"-0.00061"},{"v":4.46413105829482E-3,"d":"0.00446"},"OK"]
[{"$nulls":13},0.2691144347190857,0.1519804745912552,8.670641899108887,null,{"v":1.8102687876911046,"d":"1.81027"},{"v":0.004072411762291228,"d":"0.00407"},{"v":-9.659360569822693E-4,"d":"-0.00097"},{"v":0.003956198313465781,"d":"0.00396"},"OK"]
[{"$nulls":13},0.26096490025520325,0.14285145699977875,8.26476764678955,null,{"v":-1.6038695556828095,"d":"-1.60387"},{"v":0.008266103492879486,"d":"0.00827"},{"v":-2.7333689540274511E-4,"d":"-0.00027"},{"v":-0.008261583013963247,"d":"-0.00826"},"OK"]
[{"$nulls":13},0.26800939440727234,0.14804311096668243,8.487360954284668,null,{"v":0.3603536546334891,"d":"0.36035"},{"v":1.1079822463372323E-3,"d":"0.00111"},{"v":1.0368189639826484E-3,"d":"0.00104"},{"v":3.9068029656542334E-4,"d":"0.00039"},"OK"]
[{"$nulls":13},0.27623260021209717,0.1534215360879898,8.768020629882812,null,{"v":1.2751431872667598,"d":"1.27514"},{"v":0.010462429170216756,"d":"0.01046"},{"v":3.0483826762863447E-3,"d":"0.00305"},{"v":0.010008485759630164,"d":"0.01001"},"NG"]
[{"$nulls":13},0.2644387185573578,0.14711600542068481,8.434741020202637,null,{"v":-1.8607884256120135,"d":"-1.86079"},{"v":0.002911288996990379,"d":"0.00291"},{"v":-8.3246752446039529E-4,"d":"-0.00083"},{"v":-2.7897314287787683E-3,"d":"-0.00279"},"OK"]
[{"$nulls":13},0.2631291449069977,0.14639562368392944,8.443547248840332,null,{"v":-1.8582423904741057,"d":"-1.85824"},{"v":0.004405895916911879,"d":"0.00441"},{"v":-1.2490891219905835E-3,"d":"-0.00125"},{"v":-0.004225126648514286,"d":"-0.00423"},"OK"]
[{"$nulls":13},0.26635125279426575,0.14657430350780487,8.431174278259277,null,{"v":-1.1103459753678706,"d":"-1.11035"},{"v":2.0320383650415216E-3,"d":"0.00203"},{"v":9.0293949968779381E-4,"d":"0.00090"},{"v":-1.8204065965888435E-3,"d":"-0.00182"},"OK"]
[{"$nulls":13},0.26563048362731934,0.15037673711776733,8.562670707702637,null,{"v":2.9865978249970686,"d":"2.98660"},{"v":0.002323298797883327,"d":"0.00232"},{"v":-2.2954478565462943E-3,"d":"-0.00230"},{"v":3.5865922840927256E-4,"d":"0.00036"},"OK"]
[{"$nulls":13},0.2653089165687561,0.14862634241580963,8.440718650817871,null,{"v":3.8524184285694902,"d":"3.85242"},{"v":1.6957964434035993E-3,"d":"0.00170"},{"v":-1.2851141407552702E-3,"d":"-0.00129"},{"v":-1.1064389828142989E-3,"d":"-0.00111"},"OK"]
[{"$nulls":13},0.2678118944168091,0.15216264128684998,8.610024452209473,null,{"v":2.1380526939788753,"d":"2.13805"},{"v":3.7515481791100366E-3,"d":"0.00375"},{"v":-2.0157824432522568E-3,"d":"-0.00202"},{"v":0.003163974538718634,"d":"0.00316"},"OK"]
[{"$nulls":13},0.2687547504901886,0.14903604984283447,8.50274658203125,null,{"v":1.081879382815441,"d":"1.08188"},{"v":1.8348020920033704E-3,"d":"0.00183"},{"v":8.617514919805222E-4,"d":"0.00086"},{"v":1.6198404498250093E-3,"d":"0.00162"},"OK"]
[{"$nulls":13},0.26666244864463806,0.15166912972927094,8.664291381835938,null,{"v":2.462306738900808,"d":"2.46231"},{"v":0.003187055719383583,"d":"0.00319"},{"v":-0.002479597974402518,"d":"-0.00248"},{"v":2.0022282696522233E-3,"d":"0.00200"},"OK"]
[{"$nulls":13},0.2726503312587738,0.151111900806427,8.69592571258545,null,{"v":1.2183974958155783,"d":"1.21840"},{"v":6.224810772745646E-3,"d":"0.00622"},{"v":2.1484947770181173E-3,"d":"0.00215"},{"v":0.005842280321040417,"d":"0.00584"},"OK"]
[{"$nulls":13},0.26619425415992737,0.14405839145183563,8.351278305053711,null,{"v":-0.9648551270818213,"d":"-0.96486"},{"v":4.514101555561317E-3,"d":"0.00451"},{"v":2.5709431763549367E-3,"d":"0.00257"},{"v":-0.003710439871211376,"d":"-0.00371"},"OK"]
[{"$nulls":13},0.2607494592666626,0.14730247855186462,8.354076385498047,null,{"v":-2.1669014238631905,"d":"-2.16690"},{"v":0.006364221639592267,"d":"0.00636"},{"v":-3.5730242020327696E-3,"d":"-0.00357"},{"v":-0.005266575275218476,"d":"-0.00527"},"OK"]
[{"$nulls":13},0.2715282738208771,0.1521112620830536,8.702910423278809,null,{"v":1.458607956812639,"d":"1.45861"},{"v":0.005791932115394752,"d":"0.00579"},{"v":6.4842521824263262E-4,"d":"0.00065"},{"v":0.005755521033380742,"d":"0.00576"},"OK"]
[{"$nulls":13},0.26837658882141113,0.14428170025348663,8.353614807128906,null,{"v":-0.46995713989662735,"d":"-0.46996"},{"v":0.004437234446664806,"d":"0.00444"},{"v":0.00395618364636249,"d":"0.00396"},{"v":-0.002009393065311693,"d":"-0.00201"},"OK"]
[{"$nulls":13},0.2644827365875244,0.1506878137588501,8.526345252990723,null,{"v":3.2114985894183583,"d":"3.21150"},{"v":3.3351377979331126E-3,"d":"0.00334"},{"v":-3.3269919738504257E-3,"d":"-0.00333"},{"v":-2.3295608413814714E-4,"d":"-0.00023"},"OK"]
[{"$nulls":13},0.2646307945251465,0.14835689961910248,8.42383861541748,null,{"v":-2.2958676237640354,"d":"-2.29587"},{"v":2.3735231831791656E-3,"d":"0.00237"},{"v":-1.5740940075702151E-3,"d":"-0.00157"},{"v":-1.7764685070162372E-3,"d":"-0.00178"},"OK"]
[{"$nulls":13},0.27144038677215576,0.15062564611434937,8.630678176879883,null,{"v":1.2318670759760613,"d":"1.23187"},{"v":0.004922946890814923,"d":"0.00492"},{"v":1.6367688158230968E-3,"d":"0.00164"},{"v":0.00464288637954165,"d":"0.00464"},"OK"]
[{"$nulls":13},0.267860472202301,0.14449584484100342,8.362813949584961,null,{"v":-0.5737225383809685,"d":"-0.57372"},{"v":4.0955672315628805E-3,"d":"0.00410"},{"v":3.4398109951191435E-3,"d":"0.00344"},{"v":-0.00222291953658001,"d":"-0.00222"},"OK"]
[{"$nulls":13},0.26731982827186584,0.14800135791301727,8.460269927978516,null,{"v":-0.21509349773149467,"d":"-0.21509"},{"v":0.000592396872371188,"d":"0.00059"},{"v":5.787459409419965E-4,"d":"0.00058"},{"v":-1.2644046123899095E-4,"d":"-0.00013"},"OK"]
[{"$nulls":13},0.26806962490081787,0.1516566276550293,8.588838577270508,null,{"v":2.0294867195655484,"d":"2.02949"},{"v":3.3329259789178353E-3,"d":"0.00333"},{"v":-1.4757337998579166E-3,"d":"-0.00148"},{"v":2.988411841246505E-3,"d":"0.00299"},"OK"]
[{"$nulls":13},0.2688421905040741,0.14652232825756073,8.44516658782959,null,{"v":-0.03545271085316848,"d":"-0.03545"},{"v":2.7027488551738337E-3,"d":"0.00270"},{"v":2.7010504977080653E-3,"d":"0.00270"},{"v":-9.57997023715708e-05,"d":"-0.00010"},"OK"]
[{"$nulls":13},0.2740325629711151,0.15078067779541016,8.643916130065918,null,{"v":1.098999073761033,"d":"1.09900"},{"v":0.007393134189853189,"d":"0.00739"},{"v":3.360090231160788E-3,"d":"0.00336"},{"v":6.585455700833011E-3,"d":"0.00659"},"OK"]
[{"$nulls":13},0.2744237184524536,0.15410374104976654,8.769659996032715,null,{"v":1.4319915201483486,"d":"1.43199"},{"v":0.009301263861117947,"d":"0.00930"},{"v":0.001286918363046294,"d":"0.00129"},{"v":0.00921180495565299,"d":"0.00921"},"OK"]
[{"$nulls":13},0.27131980657577515,0.15068480372428894,8.583271026611328,null,{"v":1.2536465302954776,"d":"1.25365"},{"v":0.004840877623507634,"d":"0.00484"},{"v":1.5096749941384965E-3,"d":"0.00151"},{"v":0.004599454052151173,"d":"0.00460"},"OK"]
[{"$nulls":13},0.2630668878555298,0.1449763923883438,8.331704139709473,null,{"v":-1.6256587341335558,"d":"-1.62566"},{"v":0.005280642171355733,"d":"0.00528"},{"v":-2.8956343207944216E-4,"d":"-0.00029"},{"v":-0.005272697104964684,"d":"-0.00527"},"OK"]
[{"$nulls":13},0.26778069138526917,0.1521068662405014,8.622065544128418,null,{"v":2.143036731721233,"d":"2.14304"},{"v":3.6903879356921603E-3,"d":"0.00369"},{"v":-1.9984074049536403E-3,"d":"-0.00200"},{"v":3.102471750029112E-3,"d":"0.00310"},"OK"]
[{"$nulls":13},0.2732299566268921,0.1528165340423584,8.71680736541748,null,{"v":1.391321111142029,"d":"1.39132"},{"v":0.007579236486071369,"d":"0.00758"},{"v":1.3529940847992485E-3,"d":"0.00135"},{"v":0.007457495069947665,"d":"0.00746"},"OK"]
[{"$nulls":13},0.2636924684047699,0.1459171622991562,8.334782600402832,null,{"v":-1.6932114553727837,"d":"-1.69321"},{"v":0.00419652425732839,"d":"0.00420"},{"v":-5.1243596700505014E-4,"d":"-0.00051"},{"v":-0.0041651200729469,"d":"-0.00417"},"OK"]
[{"$nulls":13},0.2701035439968109,0.14852900803089142,8.563212394714355,null,{"v":0.7947446351200887,"d":"0.79474"},{"v":3.1036795591679826E-3,"d":"0.00310"},{"v":2.1740252305035915E-3,"d":"0.00217"},{"v":2.2150487812079827E-3,"d":"0.00222"},"OK"]
[{"$nulls":13},0.2663878798484802,0.14386212825775146,8.36865520477295,null,{"v":-0.916622699188179,"d":"-0.91662"},{"v":0.004678092065943552,"d":"0.00468"},{"v":2.846636249176822E-3,"d":"0.00285"},{"v":-3.712304869257982E-3,"d":"-0.00371"},"OK"]
[{"$nulls":13},0.26392921805381775,0.14636729657649994,8.340262413024902,null,{"v":-1.7491593812581536,"d":"-1.74916"},{"v":0.003738733161594686,"d":"0.00374"},{"v":-6.6332168467405077E-4,"d":"-0.00066"},{"v":-0.003679419790707358,"d":"-0.00368"},"OK"]
[{"$nulls":13},0.2671070992946625,0.15543454885482788,8.719759941101074,null,{"v":2.340751411950385,"d":"2.34075"},{"v":0.006935375842657121,"d":"0.00694"},{"v":-0.004827735882202085,"d":"-0.00483"},{"v":0.004979197157234328,"d":"0.00498"},"NG"]
[{"$nulls":13},0.26563408970832825,0.14753112196922302,8.400779724121094,null,{"v":-1.7392357063024497,"d":"-1.73924"},{"v":1.6746449066644292E-3,"d":"0.00167"},{"v":-2.807442040285377E-4,"d":"-0.00028"},{"v":-1.6509446554386666E-3,"d":"-0.00165"},"OK"]
[{"$nulls":13},0.2661997079849243,0.15037894248962402,8.580988883972168,null,{"v":2.75884990751357,"d":"2.75885"},{"v":2.0422762273278492E-3,"d":"0.00204"},{"v":-1.8945048866621595E-3,"d":"-0.00189"},{"v":7.6272106508321329E-4,"d":"0.00076"},"OK"]
[{"$nulls":13},0.2664799690246582,0.15089160203933716,8.551648139953613,null,{"v":2.5703020818765387,"d":"2.57030"},{"v":2.447486982575524E-3,"d":"0.00245"},{"v":-2.058835449006135E-3,"d":"-0.00206"},{"v":1.3234005908236367E-3,"d":"0.00132"},"OK"]
[{"$nulls":13},0.2658829391002655,0.14934056997299194,8.485161781311035,null,{"v":3.281902117745388,"d":"3.28190"},{"v":1.3979924653628737E-3,"d":"0.00140"},{"v":-1.3842540651650206E-3,"d":"-0.00138"},{"v":-1.9550860923621836E-4,"d":"-0.00020"},"OK"]
[{"$nulls":13},0.276047021150589,0.14982232451438904,8.680259704589844,null,{"v":0.9305317988737257,"d":"0.93053"},{"v":0.009143146822651296,"d":"0.00914"},{"v":0.005462185374065884,"d":"0.00546"},{"v":0.007332234636173288,"d":"0.00733"},"NG"]
[{"$nulls":13},0.26717203855514526,0.14596548676490784,8.398505210876465,null,{"v":-0.7176237836781285,"d":"-0.71762"},{"v":0.002540345370872585,"d":"0.00254"},{"v":1.9138211245094587E-3,"d":"0.00191"},{"v":-0.001670521866571977,"d":"-0.00167"},"OK"]
[{"$nulls":13},0.26657429337501526,0.14719438552856445,8.440690040588379,null,{"v":-1.100587092187479,"d":"-1.10059"},{"v":1.3732644605383977E-3,"d":"0.00137"},{"v":6.2218880504460062E-4,"d":"0.00062"},{"v":-0.00122422888769012,"d":"-0.00122"},"OK"]
[{"$nulls":13},0.2658078670501709,0.14402830600738525,8.317728042602539,null,{"v":-1.045933998064223,"d":"-1.04593"},{"v":0.004627875120793021,"d":"0.00463"},{"v":2.3189998526689398E-3,"d":"0.00232"},{"v":-0.004004930438469119,"d":"-0.00400"},"OK"]
[{"$nulls":13},0.27319079637527466,0.15192191302776337,8.679156303405762,null,{"v":1.2903441012944734,"d":"1.29034"},{"v":0.007073573957321035,"d":"0.00707"},{"v":1.9578961913397277E-3,"d":"0.00196"},{"v":0.006797212004463871,"d":"0.00680"},"OK"]
[{"$nulls":13},0.2673819363117218,0.14795567095279694,8.476757049560547,null,{"v":-0.17355602844933038,"d":"-0.17356"},{"v":6.6495823766656937E-4,"d":"0.00066"},{"v":6.5496851647394848E-4,"d":"0.00065"},{"v":-1.1482900447423962E-4,"d":"-0.00011"},"OK"]
[{"$nulls":13},0.2661091983318329,0.14515960216522217,8.3247652053833,null,{"v":-1.046008635824288,"d":"-1.04601"},{"v":0.003457135419187065,"d":"0.00346"},{"v":1.7321260605789957E-3,"d":"0.00173"},{"v":-2.9919098610855263E-3,"d":"-0.00299"},"OK"]
[{"$nulls":13},0.26480111479759216,0.1491512507200241,8.47198486328125,null,{"v":3.639048596774619,"d":"3.63905"},{"v":0.002293299726093419,"d":"0.00229"},{"v":-2.0153504380550206E-3,"d":"-0.00202"},{"v":-1.0943428372916716E-3,"d":"-0.00109"},"OK"]
[{"$nulls":13},0.2625804841518402,0.14605912566184998,8.32248306274414,null,{"v":-1.8515913665709305,"d":"-1.85159"},{"v":0.005048761022941665,"d":"0.00505"},{"v":-1.3991108292651106E-3,"d":"-0.00140"},{"v":-0.004851028422325317,"d":"-0.00485"},"OK"]
[{"$nulls":13},0.2693222761154175,0.15002980828285217,8.585887908935547,null,{"v":1.3679026240569936,"d":"1.36790"},{"v":2.7808775123190103E-3,"d":"0.00278"},{"v":5.6035937827911893E-4,"d":"0.00056"},{"v":2.7238349997193672E-3,"d":"0.00272"},"OK"]
[{"$nulls":13},0.26383987069129944,0.1433716118335724,8.277178764343262,null,{"v":-1.3376466818413757,"d":"-1.33765"},{"v":0.006023851129739436,"d":"0.00602"},{"v":1.3917691854292706E-3,"d":"0.00139"},{"v":-0.005860866912646339,"d":"-0.00586"},"OK"]
[{"$nulls":13},0.26526498794555664,0.148660808801651,8.42600154876709,null,{"v":3.834570312937424,"d":"3.83457"},{"v":0.001742448363582764,"d":"0.00174"},{"v":-0.001340547783259224,"d":"-0.00134"},{"v":-1.1131297950154027E-3,"d":"-0.00111"},"OK"]
[{"$nulls":13},0.2690149247646332,0.15135957300662994,8.633418083190918,null,{"$f":"(ATAN2($N323-$A$3, $O323-$A$6))-$C$15","v":{"v":1.742371674580037,"d":"1.74237"}},{"$f":"SQRT(($N323-$A$3)^2+($O323-$A$6)^2)","v":{"v":3.4981537398145707E-3,"d":"0.00350"}},{"v":-5.9725649963322466E-4,"d":"-0.00060"},{"v":0.003446790428938861,"d":"0.00345"},{"$f":"IF(($T323/$A$9)^2 +($U323/$A$12)^2<=1, \"OK\", \"NG\")","v":"OK"}]
[{"$nulls":13},0.27033519744873047,0.15567301213741302,8.79539966583252,null,{"v":1.9209658405666417,"d":"1.92097"},{"v":0.007910476922758375,"d":"0.00791"},{"$f":"$S324*COS($R324)","v":{"v":-2.7137447913047896E-3,"d":"-0.00271"}},{"$f":"$S324*SIN($R324)","v":{"v":0.007430426256491543,"d":"0.00743"}},"OK"]
[{"$nulls":13},0.26726841926574707,0.14938689768314362,8.566078186035156,null,{"v":2.062308608275306,"d":"2.06231"},{"v":9.2662635543659883E-4,"d":"0.00093"},{"v":-4.3733028295863682E-4,"d":"-0.00044"},{"v":8.1693244898035033E-4,"d":"0.00082"},"OK"]
[{"$nulls":13},0.2634095549583435,0.14435569941997528,8.358902931213379,null,{"v":-1.4993121635230078,"d":"-1.49931"},{"v":0.005483294894016642,"d":"0.00548"},{"v":3.9163500697788321E-4,"d":"0.00039"},{"v":-0.00546929107984375,"d":"-0.00547"},"OK"]
[{"$nulls":13},0.2682783603668213,0.1484794318675995,8.488445281982422,null,{"v":0.7693100880940802,"d":"0.76931"},{"v":1.2785258212214047E-3,"d":"0.00128"},{"v":9.1848115007618571E-4,"d":"0.00092"},{"v":8.8939341828270485E-4,"d":"0.00089"},"OK"]
[{"$nulls":13},0.27142831683158875,0.14776481688022614,8.505378723144531,null,{"v":0.6208800685730265,"d":"0.62088"},{"v":0.004488929068333835,"d":"0.00449"},{"v":3.6511458302648943E-3,"d":"0.00365"},{"v":0.002611439891452941,"d":"0.00261"},"OK"]
[{"$nulls":13},0.26480811834335327,0.14522495865821838,8.418351173400879,null,{"v":-1.375199800056488,"d":"-1.37520"},{"v":0.003940842674749039,"d":"0.00394"},{"v":7.6590955846674925E-4,"d":"0.00077"},{"v":-3.8656983244133815E-3,"d":"-0.00387"},"OK"]
[{"$nulls":13},0.2655969560146332,0.14685514569282532,8.456989288330078,null,{"v":-1.4916254154451458,"d":"-1.49163"},{"v":0.002161961636270435,"d":"0.00216"},{"v":1.7098571831122516E-4,"d":"0.00017"},{"v":-2.1551895510230025E-3,"d":"-0.00216"},"OK"]
[{"$nulls":13},0.2636384665966034,0.14604432880878448,8.34422492980957,null,{"v":-1.7252768517701345,"d":"-1.72528"},{"v":4.162959022320189E-3,"d":"0.00416"},{"v":-0.000640541313053913,"d":"-0.00064"},{"v":-4.113384816399778E-3,"d":"-0.00411"},"OK"]
[{"$nulls":13},0.26865729689598083,0.14693111181259155,8.453319549560547,null,{"v":0.027396626682673064,"d":"0.02740"},{"v":0.002282113745197071,"d":"0.00228"},{"v":0.002281257349827433,"d":"0.00228"},{"v":6.2514397347474725E-5,"d":"0.00006"},"OK"]
[{"$nulls":13},0.27030032873153687,0.1544385552406311,8.745926856994629,null,{"v":1.8489504164153234,"d":"1.84895"},{"v":0.006794012664268066,"d":"0.00679"},{"v":-1.8655078548866645E-3,"d":"-0.00187"},{"v":0.006532877507315672,"d":"0.00653"},"OK"]
[{"$nulls":13},0.26084330677986145,0.14831076562404633,8.471197128295898,null,{"v":-2.325467797873235,"d":"-2.32547"},{"v":6.1596007221201236E-3,"d":"0.00616"},{"v":-4.2196306151747786E-3,"d":"-0.00422"},{"v":-0.004487248436115664,"d":"-0.00449"},"OK"]
[{"$nulls":13},0.2705889940261841,0.14921288192272186,8.575013160705566,null,{"v":0.9814760797009903,"d":"0.98148"},{"v":3.6591090111840817E-3,"d":"0.00366"},{"v":0.002033718371810825,"d":"0.00203"},{"v":0.003041885655294701,"d":"0.00304"},"OK"]
[{"$nulls":13},0.2654705047607422,0.14769071340560913,8.48776912689209,null,{"v":-1.8695231402769825,"d":"-1.86952"},{"v":1.7304047153117446E-3,"d":"0.00173"},{"v":-5.0926441665460518E-4,"d":"-0.00051"},{"v":-1.6537684942888966E-3,"d":"-0.00165"},"OK"]
[{"$nulls":13},0.2670513093471527,0.14560472965240479,8.40162181854248,null,{"v":-0.7676782372507651,"d":"-0.76768"},{"v":2.8957249584118504E-3,"d":"0.00290"},{"v":0.002083546483462829,"d":"0.00208"},{"v":-2.0109841088429793E-3,"d":"-0.00201"},"OK"]
[{"$nulls":13},0.26259708404541016,0.14496228098869324,8.343405723571777,null,{"v":-1.6793263489498234,"d":"-1.67933"},{"v":5.6481080643117285E-3,"d":"0.00565"},{"v":-0.000611786625657354,"d":"-0.00061"},{"v":-0.005614876831312506,"d":"-0.00561"},"OK"]
[{"$nulls":13},0.2688998281955719,0.1518709808588028,8.666906356811523,null,{"v":1.842982560846549,"d":"1.84298"},{"v":3.8694778876619514E-3,"d":"0.00387"},{"v":-1.0402620243312316E-3,"d":"-0.00104"},{"v":0.003727024824687795,"d":"0.00373"},"OK"]
[{"$nulls":13},0.2723054587841034,0.1499667912721634,8.648098945617676,null,{"v":1.0551289457889532,"d":"1.05513"},{"v":0.005504486310811792,"d":"0.00550"},{"v":0.002714347828413252,"d":"0.00271"},{"v":0.004788703938677216,"d":"0.00479"},"OK"]
[{"$nulls":13},0.27167874574661255,0.1487049162387848,8.566811561584473,null,{"v":0.8291674505165183,"d":"0.82917"},{"v":0.004683230981530014,"d":"0.00468"},{"v":3.1634751828574672E-3,"d":"0.00316"},{"v":3.4532705068974104E-3,"d":"0.00345"},"OK"]
[{"$nulls":13},0.2627843916416168,0.14585494995117188,8.397897720336914,null,{"v":-1.7958410042673059,"d":"-1.79584"},{"v":0.004976710117344176,"d":"0.00498"},{"v":-1.1105524309352737E-3,"d":"-0.00111"},{"v":-4.851218083143617E-3,"d":"-0.00485"},"OK"]
[{"$nulls":13},0.272705614566803,0.15122906863689423,8.634995460510254,null,{"v":1.2315459973682334,"d":"1.23155"},{"v":0.00632470182773812,"d":"0.00632"},{"v":0.002104735811551682,"d":"0.00210"},{"v":0.00596422169049456,"d":"0.00596"},"OK"]
[{"$nulls":13},0.2695143520832062,0.1488766223192215,8.521963119506836,null,{"v":0.934081761280324,"d":"0.93408"},{"v":2.5424025585376814E-3,"d":"0.00254"},{"v":0.00151160321245787,"d":"0.00151"},{"v":2.0442276041933286E-3,"d":"0.00204"},"OK"]
[{"$nulls":13},0.2668418288230896,0.1503387689590454,8.495101928710938,null,{"v":2.4420034068972933,"d":"2.44200"},{"v":1.8455593748113856E-3,"d":"0.00185"},{"v":-1.412049911757955E-3,"d":"-0.00141"},{"v":1.1883620881947318E-3,"d":"0.00119"},"OK"]
[{"$nulls":13},0.2704803943634033,0.15125739574432373,8.61507511138916,null,{"v":1.4554050090357349,"d":"1.45541"},{"v":4.4403126258884245E-3,"d":"0.00444"},{"v":0.000511237226339672,"d":"0.00051"},{"v":0.004410783684792157,"d":"0.00441"},"OK"]
[{"$nulls":13},0.2706446349620819,0.15178616344928741,8.668190956115723,null,{"v":1.5191208411502384,"d":"1.51912"},{"v":0.004907365303527168,"d":"0.00491"},{"v":2.5347763755917207E-4,"d":"0.00025"},{"v":0.004900814555716193,"d":"0.00490"},"OK"]
[{"$nulls":13},0.2722576856613159,0.1516493707895279,8.648529052734375,null,{"v":1.3250844356857663,"d":"1.32508"},{"v":0.006128767811162243,"d":"0.00613"},{"v":1.4908037427177436E-3,"d":"0.00149"},{"v":0.005944686626209761,"d":"0.00594"},"OK"]
[{"$nulls":13},0.2664776146411896,0.148335799574852,8.432026863098145,null,{"v":-2.0516449835381745,"d":"-2.05164"},{"v":5.4758400517025436E-4,"d":"0.00055"},{"v":-2.5327499551156245E-4,"d":"-0.00025"},{"v":-4.854894637032972E-4,"d":"-0.00049"},"OK"]
[{"$nulls":13},0.26576822996139526,0.15010394155979156,8.532306671142578,null,{"v":3.0110940376340194,"d":"3.01109"},{"v":2.0223466456646276E-3,"d":"0.00202"},{"v":-2.005150900715384E-3,"d":"-0.00201"},{"v":2.6316500639571392E-4,"d":"0.00026"},"OK"]
[{"$nulls":13},0.27107948064804077,0.15043607354164124,8.652115821838379,null,{"v":1.2285104871589652,"d":"1.22851"},{"v":0.004515588900285575,"d":"0.00452"},{"v":1.5156176997785321E-3,"d":"0.00152"},{"v":0.004253639160119288,"d":"0.00425"},"OK"]
[{"$nulls":13},0.2682851254940033,0.14687089622020721,8.463894844055176,null,{"v":-0.11749043609660637,"d":"-0.11749"},{"v":2.0749763036411514E-3,"d":"0.00207"},{"v":2.0606712814335414E-3,"d":"0.00206"},{"v":-2.4322937846267832E-4,"d":"-0.00024"},"OK"]
[{"$nulls":13},0.2687514126300812,0.15075191855430603,8.635540962219238,null,{"v":1.6951733401564881,"d":"1.69517"},{"v":0.002852820249513734,"d":"0.00285"},{"v":-3.5391113304344951E-4,"d":"-0.00035"},{"v":0.002830782627815761,"d":"0.00283"},"OK"]
[{"$nulls":13},0.26166850328445435,0.1445377916097641,8.302742958068848,null,{"v":-1.7170789338434211,"d":"-1.71708"},{"v":6.6425862851399965E-3,"d":"0.00664"},{"v":-9.682330602261113E-4,"d":"-0.00097"},{"v":-6.571641902646184E-3,"d":"-0.00657"},"OK"]
[{"$nulls":13},0.264392226934433,0.14521825313568115,8.320396423339844,null,{"v":-1.456855857403256,"d":"-1.45686"},{"v":4.191699278689183E-3,"d":"0.00419"},{"v":4.7657144343946181E-4,"d":"0.00048"},{"v":-0.00416451948035562,"d":"-0.00416"},"OK"]
[{"$nulls":13},0.2689134180545807,0.1495935022830963,8.559271812438965,null,{"v":1.3045917656231025,"d":"1.30459"},{"v":2.2038411682179264E-3,"d":"0.00220"},{"v":5.797680020183856E-4,"d":"0.00058"},{"v":2.1262137612591456E-3,"d":"0.00213"},"OK"]
[{"$nulls":13},0.2618364989757538,0.14713183045387268,8.429169654846191,null,{"v":-2.097177392242015,"d":"-2.09718"},{"v":5.3416880042119735E-3,"d":"0.00534"},{"v":-0.002683704625028649,"d":"-0.00268"},{"v":-0.004618588552787738,"d":"-0.00462"},"OK"]
[{"$nulls":13},0.26659783720970154,0.1486053615808487,8.454997062683105,null,{"v":3.6707621093968807,"d":"3.67076"},{"v":4.1573545990159909E-4,"d":"0.00042"},{"v":-3.5887392445560766E-4,"d":"-0.00036"},{"v":-2.0987014786630548E-4,"d":"-0.00021"},"OK"]
[{"$nulls":13},0.26645493507385254,0.15020079910755157,8.580081939697266,null,{"v":2.6663289636918472,"d":"2.66633"},{"v":1.7860048650450004E-3,"d":"0.00179"},{"v":-1.5880656878515763E-3,"d":"-0.00159"},{"v":0.000817227476919927,"d":"0.00082"},"OK"]
[{"$nulls":13},0.2651940584182739,0.14853744208812714,8.479452133178711,null,{"v":3.906261062983076,"d":"3.90626"},{"v":1.8063296782621521E-3,"d":"0.00181"},{"v":-0.001303469093281765,"d":"-0.00130"},{"v":-1.2505179844487897E-3,"d":"-0.00125"},"OK"]
[{"$nulls":13},0.26248738169670105,0.14733268320560455,8.43771743774414,null,{"v":-2.1030647646923013,"d":"-2.10306"},{"v":0.004661153553547285,"d":"0.00466"},{"v":-0.002365485382059272,"d":"-0.00237"},{"v":-0.004016320624279189,"d":"-0.00402"},"OK"]
[{"$nulls":13},0.27172473073005676,0.15263064205646515,8.694864273071289,null,{"v":1.5038087704908427,"d":"1.50381"},{"v":0.006275769615766759,"d":"0.00628"},{"v":4.2008412972273634E-4,"d":"0.00042"},{"v":0.006261694147284451,"d":"0.00626"},"OK"]
[{"$nulls":13},0.26120874285697937,0.1453152894973755,8.35150146484375,null,{"v":-1.8534150384760357,"d":"-1.85342"},{"v":6.60916335719692E-3,"d":"0.00661"},{"v":-1.8431068049031244E-3,"d":"-0.00184"},{"v":-0.006346967589946734,"d":"-0.00635"},"OK"]
[{"$nulls":13},0.26522281765937805,0.14844222366809845,8.464709281921387,null,{"v":-2.323695860883826,"d":"-2.32370"},{"v":1.7781212490565871E-3,"d":"0.00178"},{"v":-1.2158036483791046E-3,"d":"-0.00122"},{"v":-1.2975117205384372E-3,"d":"-0.00130"},"OK"]
[{"$nulls":13},0.2686517834663391,0.1475573033094406,8.469382286071777,null,{"v":0.2667905533375564,"d":"0.26679"},{"v":0.001901858477927001,"d":"0.00190"},{"v":1.8345745125968507E-3,"d":"0.00183"},{"v":5.0140006760354206E-4,"d":"0.00050"},"OK"]
[{"$nulls":13},0.26644518971443176,0.1499335616827011,8.562183380126953,null,{"v":2.7254572775739394,"d":"2.72546"},{"v":1.5371771371839962E-3,"d":"0.00154"},{"v":-1.4059913022845141E-3,"d":"-0.00141"},{"v":6.213710718898025E-4,"d":"0.00062"},"OK"]
[{"$nulls":13},0.26705262064933777,0.1510784775018692,8.5586519241333,null,{"v":2.335789679168379,"d":"2.33579"},{"v":0.002579014377699822,"d":"0.00258"},{"v":-0.001786050508731501,"d":"-0.00179"},{"v":1.8604673446858313E-3,"d":"0.00186"},"OK"]
[{"$nulls":13},0.26966187357902527,0.15145036578178406,8.594980239868164,null,{"v":1.6221552379211397,"d":"1.62216"},{"v":0.003973692136670253,"d":"0.00397"},{"v":-2.039947928901998E-4,"d":"-0.00020"},{"v":0.003968452509670323,"d":"0.00397"},"OK"]
[{"$nulls":13},0.26340675354003906,0.14970801770687103,8.518353462219238,null,{"v":3.602670424662388,"d":"3.60267"},{"v":0.003790874160683243,"d":"0.00379"},{"v":-3.3950064506348813E-3,"d":"-0.00340"},{"v":-1.6866114259910098E-3,"d":"-0.00169"},"OK"]
[{"$nulls":13},0.26420149207115173,0.14875710010528564,8.488842964172363,null,{"v":3.8353775610669048,"d":"3.83538"},{"v":2.8102930615799826E-3,"d":"0.00281"},{"v":-0.0021606411615842,"d":"-0.00216"},{"v":-1.7970467058016804E-3,"d":"-0.00180"},"OK"]
[{"$nulls":13},0.2646394670009613,0.14849530160427094,8.476276397705078,null,{"v":-2.3542040966979614,"d":"-2.35420"},{"v":0.002360537674868402,"d":"0.00236"},{"v":-1.6658266233541765E-3,"d":"-0.00167"},{"v":-1.6724711583156059E-3,"d":"-0.00167"},"OK"]
[{"$nulls":13},0.26774507761001587,0.14637842774391174,8.499755859375,null,{"v":-0.4476624923085766,"d":"-0.44766"},{"v":0.002248601672762502,"d":"0.00225"},{"v":2.0270275596097204E-3,"d":"0.00203"},{"v":-9.7332869850476757E-4,"d":"-0.00097"},"OK"]
[{"$nulls":13},0.26646891236305237,0.1488795280456543,8.485157012939453,null,{"v":3.3065172743738582,"d":"3.30652"},{"v":6.5275999843496149E-4,"d":"0.00065"},{"v":-6.4390252422265619E-4,"d":"-0.00064"},{"v":-1.0716881475738463E-4,"d":"-0.00011"},"OK"]
[{"$nulls":13},0.2670097053050995,0.14927099645137787,8.524222373962402,null,{"v":2.343607152723078,"d":"2.34361"},{"v":7.7105753415964394E-4,"d":"0.00077"},{"v":-5.38314131990739E-4,"d":"-0.00054"},{"v":5.5203950608938106E-4,"d":"0.00055"},"OK"]
[{"$nulls":13},0.2724587619304657,0.14918510615825653,8.567517280578613,null,{"v":0.910251122849412,"d":"0.91025"},{"v":0.005501586340464218,"d":"0.00550"},{"v":3.375484367579392E-3,"d":"0.00338"},{"v":0.004344370788251115,"d":"0.00434"},"OK"]
[{"$nulls":13},0.2640673518180847,0.14692652225494385,8.44286823272705,null,{"v":-1.8637453550503755,"d":"-1.86375"},{"v":3.32810119633975E-3,"d":"0.00333"},{"v":-9.6107863269138808E-4,"d":"-0.00096"},{"v":-3.1863121998420255E-3,"d":"-0.00319"},"OK"]
[{"$nulls":13},0.2665080726146698,0.15041308104991913,8.57592487335205,null,{"v":2.6078806661668343,"d":"2.60788"},{"v":0.001975315583899829,"d":"0.00198"},{"v":-1.7005977733756635E-3,"d":"-0.00170"},{"v":1.0049073933389376E-3,"d":"0.00100"},"OK"]
[{"$nulls":13},0.26570966839790344,0.1454647034406662,8.367987632751465,null,{"v":-1.1873610522455817,"d":"-1.18736"},{"v":3.2981784133780086E-3,"d":"0.00330"},{"v":1.2338765541953334E-3,"d":"0.00123"},{"v":-3.0586810058389102E-3,"d":"-0.00306"},"OK"]
[{"$nulls":13},0.26592758297920227,0.14418432116508484,8.348140716552734,null,{"v":-1.028958198408415,"d":"-1.02896"},{"v":4.446927261900214E-3,"d":"0.00445"},{"v":2.293332421925805E-3,"d":"0.00229"},{"v":-3.8099591172577243E-3,"d":"-0.00381"},"OK"]
[{"$nulls":13},0.27127212285995483,0.1468440294265747,8.456398010253906,null,{"v":0.41560744699592334,"d":"0.41561"},{"v":0.004581841580696458,"d":"0.00458"},{"v":0.004191795066250515,"d":"0.00419"},{"v":1.8498990224217243E-3,"d":"0.00185"},"OK"]
[{"$nulls":13},0.2699599862098694,0.14907892048358917,8.511250495910645,null,{"v":0.9785422095476495,"d":"0.97854"},{"v":0.003016068183734573,"d":"0.00302"},{"v":1.6836677215035945E-3,"d":"0.00168"},{"v":2.5023849209310023E-3,"d":"0.00250"},"OK"]
[{"$nulls":13},0.2664981484413147,0.14923906326293945,8.478283882141113,null,{"v":2.9527125855620135,"d":"2.95271"},{"v":8.9334735326277446E-4,"d":"0.00089"},{"v":-8.7745928524577549E-4,"d":"-0.00088"},{"v":1.6773400465492177E-4,"d":"0.00017"},"OK"]
[{"$nulls":13},0.2658230662345886,0.14906564354896545,8.484569549560547,null,{"v":3.4789769724314508,"d":"3.47898"},{"v":1.3058046226950184E-3,"d":"0.00131"},{"v":-1.2321882357377149E-3,"d":"-0.00123"},{"v":-4.3224745732191035E-4,"d":"-0.00043"},"OK"]
[{"$nulls":13},0.26734817028045654,0.1478446125984192,8.438620567321777,null,{"v":-0.2970693014333301,"d":"-0.29707"},{"v":7.4212882328071237E-4,"d":"0.00074"},{"v":7.0962244228045014E-4,"d":"0.00071"},{"v":-2.172353096435844E-4,"d":"-0.00022"},"OK"]
[{"$nulls":13},0.272277295589447,0.14987467229366302,8.592229843139648,null,{"v":1.0402232889605743,"d":"1.04022"},{"v":0.005453400100245864,"d":"0.00545"},{"v":0.002759571396865442,"d":"0.00276"},{"v":4.7036515983822315E-3,"d":"0.00470"},"OK"]
[{"$nulls":13},0.266537606716156,0.15118177235126495,8.559818267822266,null,{"v":2.526936488035235,"d":"2.52694"},{"v":0.002721343508812006,"d":"0.00272"},{"v":-2.2232608417592603E-3,"d":"-0.00222"},{"v":1.569337988596831E-3,"d":"0.00157"},"OK"]
[{"$nulls":13},0.2613970637321472,0.14444373548030853,8.277288436889648,null,{"$f":"(ATAN2($N387-$A$3, $O387-$A$6))-$C$15","v":{"v":-1.7295726813724057,"d":"-1.72957"}},{"$f":"SQRT(($N387-$A$3)^2+($O387-$A$6)^2)","v":{"v":0.006917093079851394,"d":"0.00692"}},{"v":-1.0936620813945333E-3,"d":"-0.00109"},{"v":-6.830086377714986E-3,"d":"-0.00683"},{"$f":"IF(($T387/$A$9)^2 +($U387/$A$12)^2<=1, \"OK\", \"NG\")","v":"OK"}]
[{"$nulls":13},0.2618602514266968,0.14362241327762604,8.230560302734375,null,{"v":-1.5969611715571488,"d":"-1.59696"},{"v":0.007085751028017522,"d":"0.00709"},{"$f":"$S388*COS($R388)","v":{"v":-1.8537642256051138E-4,"d":"-0.00019"}},{"$f":"$S388*SIN($R388)","v":{"v":-7.0833257169926915E-3,"d":"-0.00708"}},"OK"]
[{"$nulls":13},0.2660633623600006,0.1482415348291397,8.50381851196289,null,{"v":-2.0869452725504605,"d":"-2.08695"},{"v":9.7164515807546237E-4,"d":"0.00097"},{"v":-4.7954035174229705E-4,"d":"-0.00048"},{"v":-8.4506530177398968E-4,"d":"-0.00085"},"OK"]
[{"$nulls":13},0.2668471932411194,0.14774185419082642,8.464147567749023,null,{"v":-0.9842867947308429,"d":"-0.98429"},{"v":7.7339186285288854E-4,"d":"0.00077"},{"v":4.2803934737916722E-4,"d":"0.00043"},{"v":-0.00064414073821043,"d":"-0.00064"},"OK"]
[{"$nulls":13},0.266815721988678,0.14880171418190002,8.512025833129883,null,{"v":2.904495593022507,"d":"2.90450"},{"v":3.5353901201481264E-4,"d":"0.00035"},{"v":-3.4364837543104709E-4,"d":"-0.00034"},{"v":8.3039912572280237E-5,"d":"0.00008"},"OK"]
[{"$nulls":13},0.2686893343925476,0.14947102963924408,8.530473709106445,null,{"v":1.3070822274321472,"d":"1.30708"},{"v":1.9485248908173187E-3,"d":"0.00195"},{"v":5.0791816201943931E-4,"d":"0.00051"},{"v":1.88116144730468E-3,"d":"0.00188"},"OK"]
[{"$nulls":13},0.26401782035827637,0.1482202261686325,8.423358917236328,null,{"v":-2.262653060246995,"d":"-2.26265"},{"v":2.9952744135102257E-3,"d":"0.00300"},{"v":-1.9108894740207693E-3,"d":"-0.00191"},{"v":-0.002306549420737751,"d":"-0.00231"},"OK"]
[{"$nulls":13},0.2699483633041382,0.147189661860466,8.460405349731445,null,{"v":0.3671867351499886,"d":"0.36719"},{"v":3.2264271591198115E-3,"d":"0.00323"},{"v":0.003011356669869523,"d":"0.00301"},{"v":1.1582587016458258E-3,"d":"0.00116"},"OK"]
[{"$nulls":13},0.2694701552391052,0.14758339524269104,8.435873985290527,null,{"v":0.430075903121622,"d":"0.43008"},{"v":2.6347355059664563E-3,"d":"0.00263"},{"v":2.3948009597157816E-3,"d":"0.00239"},{"v":1.0985260805937609E-3,"d":"0.00110"},"OK"]
[{"$nulls":13},0.27013692259788513,0.1519741266965866,8.648704528808594,null,{"v":1.6217583016612735,"d":"1.62176"},{"v":4.6807947710894296E-3,"d":"0.00468"},{"v":-2.3843930483572837E-4,"d":"-0.00024"},{"v":4.6747177868795035E-3,"d":"0.00467"},"OK"]
[{"$nulls":13},0.268415242433548,0.1477978229522705,8.423114776611328,null,{"v":0.32483273544660757,"d":"0.32483"},{"v":1.5798619408267432E-3,"d":"0.00158"},{"v":1.4972416738277827E-3,"d":"0.00150"},{"v":5.0421336974164419E-4,"d":"0.00050"},"OK"]
[{"$nulls":13},0.26975294947624207,0.14917738735675812,8.546895027160645,null,{"v":1.026664005757608,"d":"1.02666"},{"v":2.8350633943242144E-3,"d":"0.00284"},{"v":0.001467644049461007,"d":"0.00147"},{"v":2.4256144363684084E-3,"d":"0.00243"},"OK"]
[{"$nulls":13},0.27038300037384033,0.15037213265895844,8.550189971923828,null,{"v":1.2908435219475511,"d":"1.29084"},{"v":0.003866467667282701,"d":"0.00387"},{"v":1.0683448066687974E-3,"d":"0.00107"},{"v":0.00371594020352943,"d":"0.00372"},"OK"]
[{"$nulls":13},0.26536229252815247,0.14611899852752686,8.401143074035645,null,{"v":-1.3879047783879326,"d":"-1.38790"},{"v":2.8898535906278265E-3,"d":"0.00289"},{"v":5.2558822825763188E-4,"d":"0.00053"},{"v":-2.8416563461441894E-3,"d":"-0.00284"},"OK"]
[{"$nulls":13},0.2681939899921417,0.14635594189167023,8.40062427520752,null,{"v":-0.277285691645609,"d":"-0.27729"},{"v":0.002454098056971068,"d":"0.00245"},{"v":2.3603564477702537E-3,"d":"0.00236"},{"v":-6.7179960754570433E-4,"d":"-0.00067"},"OK"]
[{"$nulls":13},0.2678976058959961,0.14846903085708618,8.507832527160645,null,{"v":0.7509099058744975,"d":"0.75091"},{"v":8.9813998482404691E-4,"d":"0.00090"},{"v":6.566017068537455E-4,"d":"0.00066"},{"v":6.1280472492996263E-4,"d":"0.00061"},"OK"]
[{"$nulls":13},0.2671412527561188,0.14876775443553925,8.53744888305664,null,{"v":1.8707537700856456,"d":"1.87075"},{"v":3.0272888673215417E-4,"d":"0.00030"},{"v":-8.9450195349717433E-5,"d":"-0.00009"},{"v":2.8921175877544611E-4,"d":"0.00029"},"OK"]
[{"$nulls":13},0.2649601995944977,0.1475266069173813,8.436894416809082,null,{"v":-1.9109525508892649,"d":"-1.91095"},{"v":2.2601503904779072E-3,"d":"0.00226"},{"v":-7.5406384951800544E-4,"d":"-0.00075"},{"v":-2.1306495484775347E-3,"d":"-0.00213"},"OK"]
[{"$nulls":13},0.262230783700943,0.14825089275836945,8.43569278717041,null,{"v":-2.3040095908876403,"d":"-2.30401"},{"v":0.004775717592679024,"d":"0.00478"},{"v":-3.1961997662089936E-3,"d":"-0.00320"},{"v":-0.003548490605808265,"d":"-0.00355"},"OK"]
[{"$nulls":13},0.27120211720466614,0.1503133922815323,8.602998733520508,null,{"v":1.1927973139174681,"d":"1.19280"},{"v":4.576699746375321E-3,"d":"0.00458"},{"v":1.6890835915372444E-3,"d":"0.00169"},{"v":0.004253607549982905,"d":"0.00425"},"OK"]
[{"$nulls":13},0.2649993598461151,0.14981120824813843,8.466531753540039,null,{"v":3.346832778871276,"d":"3.34683"},{"v":2.3920343006158733E-3,"d":"0.00239"},{"v":-2.341830463332533E-3,"d":"-0.00234"},{"v":-4.8750197571969237E-4,"d":"-0.00049"},"OK"]
[{"$nulls":13},0.26258960366249084,0.1434219926595688,8.26745891571045,null,{"v":-1.500551363824167,"d":"-1.50055"},{"v":6.725901753920252E-3,"d":"0.00673"},{"v":4.7207226736092385E-4,"d":"0.00047"},{"v":-0.006709314583307019,"d":"-0.00671"},"OK"]
[{"$nulls":13},0.267192006111145,0.14895682036876678,8.50506591796875,null,{"v":1.9583031200252103,"d":"1.95830"},{"v":4.955312260970596E-4,"d":"0.00050"},{"v":-1.8725195731924708E-4,"d":"-0.00019"},{"v":4.5878960375902815E-4,"d":"0.00046"},"OK"]
[{"$nulls":13},0.26614129543304443,0.14558599889278412,8.368631362915039,null,{"v":-1.0719692279750208,"d":"-1.07197"},{"v":3.0378900549831813E-3,"d":"0.00304"},{"v":1.4533141209673037E-3,"d":"0.00145"},{"v":-0.002667705765627602,"d":"-0.00267"},"OK"]
[{"$nulls":13},0.2668614685535431,0.15041498839855194,8.571959495544434,null,{"v":2.4284093139762755,"d":"2.42841"},{"v":0.001919992585466413,"d":"0.00192"},{"v":-1.4520578077069214E-3,"d":"-0.00145"},{"v":0.001256144757312377,"d":"0.00126"},"OK"]
[{"$nulls":13},0.26851344108581543,0.15010002255439758,8.590091705322266,null,{"v":1.59859789134934,"d":"1.59860"},{"v":0.002202402346260812,"d":"0.00220"},{"v":-6.1222343559546214E-5,"d":"-0.00006"},{"v":0.002201551252972369,"d":"0.00220"},"OK"]
[{"$nulls":13},0.2633538246154785,0.14444191753864288,8.329519271850586,null,{"v":-1.5173823212901447,"d":"-1.51738"},{"v":5.4555135594978295E-3,"d":"0.00546"},{"v":2.9126228724918963E-4,"d":"0.00029"},{"v":-0.005447732966830427,"d":"-0.00545"},"OK"]
[{"$nulls":13},0.2721397578716278,0.14991630613803864,8.574320793151855,null,{"v":1.054283925274638,"d":"1.05428"},{"v":5.331325731523613E-3,"d":"0.00533"},{"v":2.6328779702416948E-3,"d":"0.00263"},{"v":4.6358373191282025E-3,"d":"0.00464"},"OK"]
[{"$nulls":13},0.27057039737701416,0.1534052938222885,8.699492454528809,null,{"v":1.7270101763931267,"d":"1.72701"},{"v":0.006067095261554033,"d":"0.00607"},{"v":-9.4391432863532708E-4,"d":"-0.00094"},{"v":0.005993218722270056,"d":"0.00599"},"OK"]
[{"$nulls":13},0.2664788067340851,0.15014797449111938,8.546712875366211,null,{"v":2.662503839970222,"d":"2.66250"},{"v":1.7284277085881524E-3,"d":"0.00173"},{"v":-1.5338332305301836E-3,"d":"-0.00153"},{"v":0.00079675464525576,"d":"0.00080"},"OK"]
[{"$nulls":13},0.2628570795059204,0.14480479061603546,8.360031127929688,null,{"v":-1.6278539616416605,"d":"-1.62785"},{"v":0.005551428880171692,"d":"0.00555"},{"v":-0.000316579561974926,"d":"-0.00032"},{"v":-0.005542394788585895,"d":"-0.00554"},"OK"]
[{"$nulls":13},0.2712630331516266,0.15125177800655365,8.600382804870605,null,{"v":1.3586017936929657,"d":"1.35860"},{"v":0.005074025408807055,"d":"0.00507"},{"v":1.0686187611841178E-3,"d":"0.00107"},{"v":4.9602205386922995E-3,"d":"0.00496"},"OK"]
[{"$nulls":13},0.2687978446483612,0.14837825298309326,8.50210189819336,null,{"v":0.7177830743537985,"d":"0.71778"},{"v":1.801962184888091E-3,"d":"0.00180"},{"v":0.001357356283620125,"d":"0.00136"},{"v":1.1851800011321591E-3,"d":"0.00119"},"OK"]
[{"$nulls":13},0.27100345492362976,0.15202750265598297,8.699312210083008,null,{"v":1.5076808333084468,"d":"1.50768"},{"v":0.005335815430981681,"d":"0.00534"},{"v":3.3654907597414441E-4,"d":"0.00034"},{"v":0.005325191173372386,"d":"0.00533"},"OK"]
[{"$nulls":13},0.27112603187561035,0.1510850042104721,8.603116989135742,null,{"v":1.3450832773255306,"d":"1.34508"},{"v":0.004868920394369897,"d":"0.00487"},{"v":1.0896711120153095E-3,"d":"0.00109"},{"v":0.004745419125256527,"d":"0.00475"},"OK"]
[{"$nulls":13},0.263688325881958,0.14638759195804596,8.372586250305176,null,{"v":-1.7883958726125817,"d":"-1.78840"},{"v":0.003928034266630242,"d":"0.00393"},{"v":-8.4800917484878719E-4,"d":"-0.00085"},{"v":-0.003835405277046177,"d":"-0.00384"},"OK"]
[{"$nulls":13},0.26397112011909485,0.14519275724887848,8.338640213012695,null,{"v":-1.5268918751484568,"d":"-1.52689"},{"v":0.004484636880261087,"d":"0.00448"},{"v":1.9683227316053063E-4,"d":"0.00020"},{"v":-4.4803152795356216E-3,"d":"-0.00448"},"OK"]
[{"$nulls":13},0.26557159423828125,0.15042975544929504,8.511774063110352,null,{"v":2.993394299976587,"d":"2.99339"},{"v":2.4008954817307873E-3,"d":"0.00240"},{"v":-2.3745785646254974E-3,"d":"-0.00237"},{"v":3.545077638309495E-4,"d":"0.00035"},"OK"]
[{"$nulls":13},0.2669925391674042,0.14931946992874146,8.547393798828125,null,{"v":2.3652987003635513,"d":"2.36530"},{"v":8.1950389147005258E-4,"d":"0.00082"},{"v":-0.000584728348913361,"d":"-0.00058"},{"v":5.7417713826972817E-4,"d":"0.00057"},"OK"]
[{"$nulls":13},0.2690528929233551,0.14796584844589233,8.45943546295166,null,{"v":0.5308478806113464,"d":"0.53085"},{"v":2.1212466234544784E-3,"d":"0.00212"},{"v":1.8293166932451168E-3,"d":"0.00183"},{"v":1.073912321063399E-3,"d":"0.00107"},"OK"]
[{"$nulls":13},0.2648283541202545,0.14657661318778992,8.407066345214844,null,{"v":-1.6313466596139357,"d":"-1.63135"},{"v":0.002900941684418913,"d":"0.00290"},{"v":-1.7554567014534545E-4,"d":"-0.00018"},{"v":-2.8956253856623894E-3,"d":"-0.00290"},"OK"]
[{"$nulls":13},0.26510903239250183,0.14677466452121735,8.443211555480957,null,{"v":-1.6165658462505483,"d":"-1.61657"},{"v":2.5597931570643657E-3,"d":"0.00256"},{"v":-1.1711960139711853E-4,"d":"-0.00012"},{"v":-2.5571124351350164E-3,"d":"-0.00256"},"OK"]
[{"$nulls":13},0.2664259374141693,0.14804598689079285,8.43559455871582,null,{"v":-1.6870409323818896,"d":"-1.68704"},{"v":7.3189873328389783E-4,"d":"0.00073"},{"v":-8.4887798998413061E-5,"d":"-0.00008"},{"v":-7.2695929553433681E-4,"d":"-0.00073"},"OK"]
[{"$nulls":13},0.2689776122570038,0.15095415711402893,8.60891056060791,null,{"v":1.6779139959041403,"d":"1.67791"},{"v":3.1517990702756393E-3,"d":"0.00315"},{"v":-3.3696809994207023E-4,"d":"-0.00034"},{"v":3.1337341749120675E-3,"d":"0.00313"},"OK"]
[{"$nulls":13},0.26433300971984863,0.1451401710510254,8.370039939880371,null,{"v":-1.4563395100823064,"d":"-1.45634"},{"v":4.2896722160078535E-3,"d":"0.00429"},{"v":4.8991092099315953E-4,"d":"0.00049"},{"v":-0.004261604745900465,"d":"-0.00426"},"OK"]
[{"$nulls":13},0.2673003673553467,0.15271919965744019,8.627760887145996,null,{"v":2.2851237928081467,"d":"2.28512"},{"v":0.004229877811178638,"d":"0.00423"},{"v":-0.002771032895143223,"d":"-0.00277"},{"v":0.003195816482768614,"d":"0.00320"},"OK"]
[{"$nulls":13},0.2659432291984558,0.15008066594600677,8.57284164428711,null,{"v":2.9455070573918363,"d":"2.94551"},{"v":1.901386168000045E-3,"d":"0.00190"},{"v":-0.001864949409143895,"d":"-0.00186"},{"v":3.7044980928019425E-4,"d":"0.00037"},"OK"]
[{"$nulls":13},0.2674851417541504,0.14876632392406464,8.565299034118652,null,{"v":1.2874433617845638,"d":"1.28744"},{"v":5.5343559169002967E-4,"d":"0.00055"},{"v":1.5472757149814727E-4,"d":"0.00015"},{"v":5.3136647689478779E-4,"d":"0.00053"},"OK"]
[{"$nulls":13},0.2631762623786926,0.14859478175640106,8.458026885986328,null,{"v":3.9022081669608526,"d":"3.90221"},{"v":3.8249121529713537E-3,"d":"0.00382"},{"v":-2.7708116241885405E-3,"d":"-0.00277"},{"v":-2.6367699788206055E-3,"d":"-0.00264"},"OK"]
[{"$nulls":13},0.27028149366378784,0.15148410201072693,8.636423110961914,null,{"v":1.5233676953692488,"d":"1.52337"},{"v":4.435432952475349E-3,"d":"0.00444"},{"v":2.1028765454763297E-4,"d":"0.00021"},{"v":0.004430445189622489,"d":"0.00443"},"OK"]
[{"$nulls":13},0.2661438286304474,0.14770489931106567,8.457864761352539,null,{"v":-1.6077634992316625,"d":"-1.60776"},{"v":1.1684239468555285E-3,"d":"0.00117"},{"v":-4.3183492396883612E-5,"d":"-0.00004"},{"v":-1.1676256701399893E-3,"d":"-0.00117"},"OK"]
[{"$nulls":13},0.2734265923500061,0.15233488380908966,8.695487976074219,null,{"v":1.323403283224652,"d":"1.32340"},{"v":0.00748381073133032,"d":"0.00748"},{"v":0.001832614684141095,"d":"0.00183"},{"v":0.007255959377080697,"d":"0.00726"},"OK"]
[{"$nulls":13},0.26650604605674744,0.1497350037097931,8.528779029846191,null,{"v":2.736667682080017,"d":"2.73667"},{"v":1.3301220475044706E-3,"d":"0.00133"},{"v":-1.2225576808529755E-3,"d":"-0.00122"},{"v":5.2400131511750952E-4,"d":"0.00052"},"OK"]
[{"$nulls":13},0.2643791139125824,0.14275337755680084,8.233529090881348,null,{"v":-1.213291879552134,"d":"-1.21329"},{"v":0.006316067873914862,"d":"0.00632"},{"v":2.2102293733744496E-3,"d":"0.00221"},{"v":-0.005916722023635401,"d":"-0.00592"},"OK"]
[{"$nulls":13},0.2643638253211975,0.14557242393493652,8.355447769165039,null,{"v":-1.5184691493561373,"d":"-1.51847"},{"v":0.003939558167344658,"d":"0.00394"},{"v":2.060518962722886E-4,"d":"0.00021"},{"v":-0.003934165879819329,"d":"-0.00393"},"OK"]
[{"$nulls":13},0.266641765832901,0.14734873175621033,8.435461044311523,null,{"v":-1.0870661711450746,"d":"-1.08707"},{"v":1.2057156744588113E-3,"d":"0.00121"},{"v":5.6075977333997255E-4,"d":"0.00056"},{"v":-0.001067379390956828,"d":"-0.00107"},"OK"]
[{"$nulls":13},0.27019500732421875,0.14656491577625275,8.49643611907959,null,{"v":0.24082818441742482,"d":"0.24083"},{"v":0.003735320970787764,"d":"0.00374"},{"v":3.627522521674538E-3,"d":"0.00363"},{"v":0.000890900168116969,"d":"0.00089"},"OK"]
[{"$nulls":13},0.2653607428073883,0.1457119584083557,8.341100692749023,null,{"v":-1.3169177504979936,"d":"-1.31692"},{"v":0.003234244898004416,"d":"0.00323"},{"v":8.1231323867724469E-4,"d":"0.00081"},{"v":-3.1305729926863674E-3,"d":"-0.00313"},"OK"]
[{"$nulls":13},0.2676897644996643,0.1465069055557251,8.450907707214355,null,{"v":-0.4522223289602805,"d":"-0.45222"},{"v":0.002109075752266045,"d":"0.00211"},{"v":1.8970677522263785E-3,"d":"0.00190"},{"v":-9.2159344195764524E-4,"d":"-0.00092"},"OK"]
[{"$nulls":13},0.26302236318588257,0.14778108894824982,8.406526565551758,null,{"v":-2.1773865786143456,"d":"-2.17739"},{"v":0.004042082102747411,"d":"0.00404"},{"v":-2.3042670845971986E-3,"d":"-0.00230"},{"v":-3.3209608441222035E-3,"d":"-0.00332"},"OK"]
[{"$nulls":13},0.265514075756073,0.14904645085334778,8.492278099060059,null,{"v":3.5745900997198827,"d":"3.57459"},{"v":1.5832180499901459E-3,"d":"0.00158"},{"v":-1.4371062131976818E-3,"d":"-0.00144"},{"v":-6.6430800522289293E-4,"d":"-0.00066"},"OK"]
[{"$nulls":13},0.266622394323349,0.14888322353363037,8.448270797729492,null,{"v":3.13420892698075,"d":"3.13421"},{"v":0.000538002159630633,"d":"0.00054"},{"v":-5.3798749391477949E-4,"d":"-0.00054"},{"v":3.9724247658430157E-6,"d":"0.00000"},"OK"]
[{"$nulls":13},0.2639717757701874,0.14751239120960236,8.451057434082031,null,{"v":-2.0409366991063678,"d":"-2.04094"},{"v":3.1852022084782974E-3,"d":"0.00319"},{"v":-1.4429330150043122E-3,"d":"-0.00144"},{"v":-0.002839622760703539,"d":"-0.00284"},"OK"]
[{"$nulls":13},0.2680332362651825,0.1495152711868286,8.534994125366211,null,{"v":1.5620267136834545,"d":"1.56203"},{"v":1.4485692121858158E-3,"d":"0.00145"},{"v":1.2703228728562149E-5,"d":"0.00001"},{"v":1.448513510628225E-3,"d":"0.00145"},"OK"]
[{"$nulls":13},0.27157217264175415,0.15191048383712769,8.675765037536621,null,{"$f":"(ATAN2($N451-$A$3, $O451-$A$6))-$C$15","v":{"v":1.4262841938179742,"d":"1.42628"}},{"$f":"SQRT(($N451-$A$3)^2+($O451-$A$6)^2)","v":{"v":5.7040479196193835E-3,"d":"0.00570"}},{"v":8.2143803137985213E-4,"d":"0.00082"},{"v":5.6445905281000686E-3,"d":"0.00564"},{"$f":"IF(($T451/$A$9)^2 +($U451/$A$12)^2<=1, \"OK\", \"NG\")","v":"OK"}]
[{"$nulls":13},0.2668623924255371,0.14268529415130615,8.303881645202637,null,{"v":-0.8090591872721731,"d":"-0.80906"},{"v":0.005816333892701133,"d":"0.00582"},{"$f":"$S452*COS($R452)","v":{"v":0.004014314687171141,"d":"0.00401"}},{"$f":"$S452*SIN($R452)","v":{"v":-0.004208921185261847,"d":"-0.00421"}},"OK"]
[{"$nulls":13},0.2676737606525421,0.15155670046806335,8.591328620910645,null,{"v":2.1392427566741254,"d":"2.13924"},{"v":3.1300752656082775E-3,"d":"0.00313"},{"v":-1.6849929027145055E-3,"d":"-0.00168"},{"v":2.637834355332888E-3,"d":"0.00264"},"OK"]
[{"$nulls":13},0.26825061440467834,0.1485806256532669,8.512433052062988,null,{"v":0.8497779043371908,"d":"0.84978"},{"v":1.2532106308014025E-3,"d":"0.00125"},{"v":0.000827306980034994,"d":"0.00083"},{"v":9.4132887236025387E-4,"d":"0.00094"},"OK"]
[{"$nulls":13},0.2682599425315857,0.14767003059387207,8.495909690856934,null,{"v":0.20290619010640332,"d":"0.20291"},{"v":0.001508742654665422,"d":"0.00151"},{"v":1.4777909032400048E-3,"d":"0.00148"},{"v":3.0403691273915285E-4,"d":"0.00030"},"OK"]
[{"$nulls":13},0.258903831243515,0.14497172832489014,8.323273658752441,null,{"v":-1.9452158380671882,"d":"-1.94522"},{"v":0.00883157118223402,"d":"0.00883"},{"v":-3.2299910020026023E-3,"d":"-0.00323"},{"v":-0.0082197206566798,"d":"-0.00822"},"NG"]
[{"$nulls":13},0.26237139105796814,0.14491644501686096,8.313864707946777,null,{"v":-1.6973728114142697,"d":"-1.69737"},{"v":5.853707120743061E-3,"d":"0.00585"},{"v":-7.3896474103897806E-4,"d":"-0.00074"},{"v":-0.005806876799703883,"d":"-0.00581"},"OK"]
[{"$nulls":13},0.26508474349975586,0.14802171289920807,8.419401168823242,null,{"v":-2.1114748289005205,"d":"-2.11147"},{"v":0.001974073456716197,"d":"0.00197"},{"v":-1.0160908067102336E-3,"d":"-0.00102"},{"v":-1.6924909113582803E-3,"d":"-0.00169"},"OK"]
[{"$nulls":13},0.27020230889320374,0.14894773066043854,8.502240180969238,null,{"v":0.9243126083394765,"d":"0.92431"},{"v":3.2334571269445295E-3,"d":"0.00323"},{"v":1.9477809476971118E-3,"d":"0.00195"},{"v":2.5809677199795647E-3,"d":"0.00258"},"OK"]
[{"$nulls":13},0.26750054955482483,0.14488668739795685,8.400992393493652,null,{"v":-0.6477449706979055,"d":"-0.64774"},{"v":3.6478182269569196E-3,"d":"0.00365"},{"v":2.9089398279880507E-3,"d":"0.00291"},{"v":-2.2010558589149833E-3,"d":"-0.00220"},"OK"]
[{"$nulls":13},0.2705642580986023,0.14858722686767578,8.497679710388184,null,{"v":0.8098659370010787,"d":"0.80987"},{"v":3.5653252754687713E-3,"d":"0.00357"},{"v":0.002458632361785531,"d":"0.00246"},{"v":2.5819897810559537E-3,"d":"0.00258"},"OK"]
[{"$nulls":13},0.2696697413921356,0.1484609991312027,8.536652565002441,null,{"v":0.7707907205548958,"d":"0.77079"},{"v":2.6700262486816684E-3,"d":"0.00267"},{"v":1.9153700211922344E-3,"d":"0.00192"},{"v":1.8602144635947657E-3,"d":"0.00186"},"OK"]
[{"$nulls":13},0.2643047869205475,0.15072330832481384,8.533438682556152,null,{"v":3.237244303286883,"d":"3.23724"},{"v":0.003493890875634005,"d":"0.00349"},{"v":-3.477919838367937E-3,"d":"-0.00348"},{"v":-3.3368705207918395E-4,"d":"-0.00033"},"OK"]
[{"$nulls":13},0.27021893858909607,0.15566104650497437,8.806010246276855,null,{"v":1.9337508445272793,"d":"1.93375"},{"v":0.007851251663701615,"d":"0.00785"},{"v":-0.002787491239486727,"d":"-0.00279"},{"v":0.007339757848632482,"d":"0.00734"},"OK"]
[{"$nulls":13},0.2622930109500885,0.14814600348472595,8.430278778076172,null,{"v":-2.28112922818998,"d":"-2.28113"},{"v":0.004720281712865564,"d":"0.00472"},{"v":-0.003078030539696574,"d":"-0.00308"},{"v":-3.5786572126299387E-3,"d":"-0.00358"},"OK"]
[{"$nulls":13},0.2664482593536377,0.1501222401857376,8.49217700958252,null,{"v":2.684031891903702,"d":"2.68403"},{"v":1.7134996238897537E-3,"d":"0.00171"},{"v":-1.5372365885474382E-3,"d":"-0.00154"},{"v":0.000756957483549348,"d":"0.00076"},"OK"]
[{"$nulls":13},0.26675525307655334,0.15120601654052734,8.62674617767334,null,{"v":2.446394532191318,"d":"2.44639"},{"v":2.7170621218780074E-3,"d":"0.00272"},{"v":-2.0865048550535365E-3,"d":"-0.00209"},{"v":1.7403804365661664E-3,"d":"0.00174"},"OK"]
[{"$nulls":13},0.2712254226207733,0.15768872201442719,8.831915855407715,null,{"v":1.9251805656683196,"d":"1.92518"},{"v":0.010113694111577708,"d":"0.01011"},{"v":-3.5095826583117456E-3,"d":"-0.00351"},{"v":0.009485232635367415,"d":"0.00949"},"NG"]
[{"$nulls":13},0.27470603585243225,0.1507071703672409,8.653009414672852,null,{"v":1.0643510624100392,"d":"1.06435"},{"v":0.008015896056524025,"d":"0.00802"},{"v":3.8882850734114397E-3,"d":"0.00389"},{"v":0.007009695341231544,"d":"0.00701"},"NG"]
[{"$nulls":13},0.2610020339488983,0.14624330401420593,8.367558479309082,null,{"v":-1.9963340381789516,"d":"-1.99633"},{"v":0.0064084532862827,"d":"0.00641"},{"v":-2.6454774334292675E-3,"d":"-0.00265"},{"v":-0.005836927502692151,"d":"-0.00584"},"OK"]
[{"$nulls":13},0.2631147503852844,0.14901769161224365,8.48302936553955,null,{"v":3.7945256898352486,"d":"3.79453"},{"v":0.003919587883188115,"d":"0.00392"},{"v":-0.003113349598748704,"d":"-0.00311"},{"v":-2.3812230995869273E-3,"d":"-0.00238"},"OK"]
[{"$nulls":13},0.2635453939437866,0.14771343767642975,8.431089401245117,null,{"v":-2.132325805844599,"d":"-2.13233"},{"v":0.003543018951753784,"d":"0.00354"},{"v":-1.8865918158542392E-3,"d":"-0.00189"},{"v":-0.002998958921498974,"d":"-0.00300"},"OK"]
[{"$nulls":13},0.26691991090774536,0.14699611067771912,8.402910232543945,null,{"v":-0.8386025496692109,"d":"-0.83860"},{"v":1.5060203705025406E-3,"d":"0.00151"},{"v":1.0067787977065088E-3,"d":"0.00101"},{"v":-1.1200418781711899E-3,"d":"-0.00112"},"OK"]
[{"$nulls":13},0.266679584980011,0.14697015285491943,8.456429481506348,null,{"v":-0.9918563509296638,"d":"-0.99186"},{"v":1.5630412893924805E-3,"d":"0.00156"},{"v":8.551976570370781E-4,"d":"0.00086"},{"v":-0.001308332923893609,"d":"-0.00131"},"OK"]
[{"$nulls":13},0.2629503905773163,0.1479616016149521,8.443988800048828,null,{"v":-2.224018931946925,"d":"-2.22402"},{"v":4.085242868828126E-3,"d":"0.00409"},{"v":-2.482801134889346E-3,"d":"-0.00248"},{"v":-3.244211432983867E-3,"d":"-0.00324"},"OK"]
[{"$nulls":13},0.26623138785362244,0.14724163711071014,8.424725532531738,null,{"v":-1.3337233868500893,"d":"-1.33372"},{"v":1.4745310416200282E-3,"d":"0.00147"},{"v":3.4630607140441607E-4,"d":"0.00035"},{"v":-1.4332877930162823E-3,"d":"-0.00143"},"OK"]
[{"$nulls":13},0.26646900177001953,0.1500050276517868,8.547301292419434,null,{"v":2.695376022306479,"d":"2.69538"},{"v":1.5959534306756351E-3,"d":"0.00160"},{"v":-1.439687707668974E-3,"d":"-0.00144"},{"v":6.8874280923446579E-4,"d":"0.00069"},"OK"]
[{"$nulls":13},0.2651921510696411,0.14695292711257935,8.48349380493164,null,{"v":-1.6483697434325197,"d":"-1.64837"},{"v":2.379443690023339E-3,"d":"0.00238"},{"v":-1.8439650833263356E-4,"d":"-0.00018"},{"v":-2.372287967702618E-3,"d":"-0.00237"},"OK"]
[{"$nulls":13},0.2614459991455078,0.1462220400571823,8.381014823913574,null,{"v":-1.9669709340808446,"d":"-1.96697"},{"v":0.006003001498648993,"d":"0.00600"},{"v":-0.002316510744089614,"d":"-0.00232"},{"v":-0.005538032589765018,"d":"-0.00554"},"OK"]
[{"$nulls":13},0.26799845695495605,0.14941631257534027,8.586160659790039,null,{"v":1.5279222159220727,"d":"1.52792"},{"v":0.001355191878158521,"d":"0.00136"},{"v":5.8084847862667114E-5,"d":"0.00006"},{"v":1.3539465192819065E-3,"d":"0.00135"},"OK"]
[{"$nulls":13},0.26905742287635803,0.14735661447048187,8.49277400970459,null,{"v":0.27816119978475484,"d":"0.27816"},{"v":2.3537883000118616E-3,"d":"0.00235"},{"v":0.00226331332907392,"d":"0.00226"},{"v":6.4632200620825121E-4,"d":"0.00065"},"OK"]
[{"$nulls":13},0.26102495193481445,0.1444740742444992,8.350091934204102,null,{"v":-1.7632767644582046,"d":"-1.76328"},{"v":0.007204809336136683,"d":"0.00720"},{"v":-0.001378237602540092,"d":"-0.00138"},{"v":-0.007071756407076452,"d":"-0.00707"},"OK"]
[{"$nulls":13},0.2656601369380951,0.1489536166191101,8.464580535888672,null,{"v":3.6005486292614375,"d":"3.60055"},{"v":1.4145674468861937E-3,"d":"0.00141"},{"v":-1.2681816443660188E-3,"d":"-0.00127"},{"v":-6.2667086950266406E-4,"d":"-0.00063"},"OK"]
[{"$nulls":13},0.2665165364742279,0.14968445897102356,8.53573989868164,null,{"v":2.7437261730957374,"d":"2.74373"},{"v":1.2793279621700626E-3,"d":"0.00128"},{"v":-0.00117939930797782,"d":"-0.00118"},{"v":4.9567863291818861E-4,"d":"0.00050"},"OK"]
[{"$nulls":13},0.2632335126399994,0.14681348204612732,8.44421672821045,null,{"v":-1.9351970431619754,"d":"-1.93520"},{"v":0.004126835330102154,"d":"0.00413"},{"v":-1.4707604717336304E-3,"d":"-0.00147"},{"v":-0.003855857035286088,"d":"-0.00386"},"OK"]
[{"$nulls":13},0.2659251093864441,0.1446346938610077,8.321507453918457,null,{"v":-1.0566318764297429,"d":"-1.05663"},{"v":4.01197973315447E-3,"d":"0.00401"},{"v":1.9731217403642872E-3,"d":"0.00197"},{"v":-3.493246624122611E-3,"d":"-0.00349"},"OK"]
[{"$nulls":13},0.2690357267856598,0.14998528361320496,8.544190406799316,null,{"v":1.4157204897016875,"d":"1.41572"},{"v":2.5199704279034443E-3,"d":"0.00252"},{"v":0.000389222099900634,"d":"0.00039"},{"v":2.4897303296656063E-3,"d":"0.00249"},"OK"]
[{"$nulls":13},0.26838481426239014,0.14776159822940826,8.469865798950195,null,{"v":0.29553407528317527,"d":"0.29553"},{"v":1.5693781303854394E-3,"d":"0.00157"},{"v":0.001501340454845467,"d":"0.00150"},{"v":0.000457082656394337,"d":"0.00046"},"OK"]
[{"$nulls":13},0.2687265872955322,0.15014301240444183,8.551579475402832,null,{"v":1.5459987937732915,"d":"1.54600"},{"v":2.3833995574059743E-3,"d":"0.00238"},{"v":5.9096372226928911E-5,"d":"0.00006"},{"v":0.002382666797735808,"d":"0.00238"},"OK"]
[{"$nulls":13},0.262864887714386,0.14630712568759918,8.35940933227539,null,{"v":-1.8685971489624218,"d":"-1.86860"},{"v":0.004680582374515313,"d":"0.00468"},{"v":-1.3733696415370823E-3,"d":"-0.00137"},{"v":-0.004474562234713884,"d":"-0.00447"},"OK"]
[{"$nulls":13},0.27381595969200134,0.15041816234588623,8.61176872253418,null,{"v":1.0597251810482533,"d":"1.05973"},{"v":0.007080724066658906,"d":"0.00708"},{"v":3.4632657163154563E-3,"d":"0.00346"},{"v":0.006175956920701165,"d":"0.00618"},"OK"]
[{"$nulls":13},0.2683066129684448,0.1508765071630478,8.568541526794434,null,{"v":1.8535018283773663,"d":"1.85350"},{"v":2.7120147022694488E-3,"d":"0.00271"},{"v":-7.5652944015589278E-4,"d":"-0.00076"},{"v":2.604359220903111E-3,"d":"0.00260"},"OK"]
[{"$nulls":13},0.26878517866134644,0.14696122705936432,8.474493026733398,null,{"v":0.07399501375441553,"d":"0.07400"},{"v":2.356837927342302E-3,"d":"0.00236"},{"v":0.002350388718097427,"d":"0.00235"},{"v":1.74235156037727E-4,"d":"0.00017"},"OK"]
[{"$nulls":13},0.2691039443016052,0.14826232194900513,8.495628356933594,null,{"v":0.6729072284695836,"d":"0.67291"},{"v":2.1173267296715806E-3,"d":"0.00212"},{"v":1.6557770445015103E-3,"d":"0.00166"},{"v":1.3196495213061664E-3,"d":"0.00132"},"OK"]
[{"$nulls":13},0.27443164587020874,0.15336750447750092,8.720078468322754,null,{"v":1.3652592439639937,"d":"1.36526"},{"v":0.008883803249660696,"d":"0.00888"},{"v":1.8131217667048058E-3,"d":"0.00181"},{"v":0.008696812613698377,"d":"0.00870"},"OK"]
[{"$nulls":13},0.2751080095767975,0.15281100571155548,8.750429153442383,null,{"v":1.2740807914171766,"d":"1.27408"},{"v":0.00918284212771316,"d":"0.00918"},{"v":2.6848871813041383E-3,"d":"0.00268"},{"v":0.008781569926053783,"d":"0.00878"},"NG"]
[{"$nulls":13},0.2702111303806305,0.14910869300365448,8.544747352600098,null,{"v":0.9727327393899767,"d":"0.97273"},{"v":3.2683123311742957E-3,"d":"0.00327"},{"v":0.001840201116873055,"d":"0.00184"},{"v":2.7010230179628455E-3,"d":"0.00270"},"OK"]
[{"$nulls":13},0.2684782147407532,0.15149599313735962,8.66340160369873,null,{"v":1.897843028626037,"d":"1.89784"},{"v":3.3408223087865513E-3,"d":"0.00334"},{"v":-1.0732313965788785E-3,"d":"-0.00107"},{"v":0.003163742731051824,"d":"0.00316"},"OK"]
[{"$nulls":13},0.2661816477775574,0.14870502054691315,8.4638090133667,null,{"v":3.6815148130061703,"d":"3.68151"},{"v":8.4364316190755685E-4,"d":"0.00084"},{"v":-0.00072363382489314,"d":"-0.00072"},{"v":-4.3369098688340836E-4,"d":"-0.00043"},"OK"]
[{"$nulls":13},0.2652352452278137,0.1458343267440796,8.341136932373047,null,{"v":-1.370183660880656,"d":"-1.37018"},{"v":3.1969005791991066E-3,"d":"0.00320"},{"v":6.3704556914469116E-4,"d":"0.00064"},{"v":-0.00313278570223319,"d":"-0.00313"},"OK"]
[{"$nulls":13},0.2718037962913513,0.15017153322696686,8.597803115844727,null,{"v":1.120255248896063,"d":"1.12026"},{"v":0.00508630338631651,"d":"0.00509"},{"v":2.2148444532863925E-3,"d":"0.00221"},{"v":0.004578749412820197,"d":"0.00458"},"OK"]
[{"$nulls":13},0.2647841274738312,0.14967529475688934,8.492914199829102,null,{"v":3.4393214284793108,"d":"3.43932"},{"v":2.5082680912935657E-3,"d":"0.00251"},{"v":-2.397917381988406E-3,"d":"-0.00240"},{"v":-0.000735799597009496,"d":"-0.00074"},"OK"]
[{"$nulls":13},0.2688147723674774,0.1472993791103363,8.488936424255371,null,{"v":0.2009239192066249,"d":"0.20092"},{"v":0.002175980070326096,"d":"0.00218"},{"v":2.1322050200686562E-3,"d":"0.00213"},{"v":4.3427067463781556E-4,"d":"0.00043"},"OK"]
[{"$nulls":13},0.2704099416732788,0.15561731159687042,8.742544174194336,null,{"v":1.9094019346471849,"d":"1.90940"},{"v":0.007892010300431043,"d":"0.00789"},{"v":-2.6215064133386988E-3,"d":"-0.00262"},{"v":7.443892174590773E-3,"d":"0.00744"},"OK"]
[{"$nulls":13},0.2696218192577362,0.14915309846401215,8.500130653381348,null,{"v":1.0295307689167477,"d":"1.02953"},{"v":2.7019389008509026E-3,"d":"0.00270"},{"v":1.3920958235052296E-3,"d":"0.00139"},{"v":2.3157165288762525E-3,"d":"0.00232"},"OK"]
[{"$nulls":13},0.2722972631454468,0.15113209187984467,8.614604949951172,null,{"v":1.2465448068179565,"d":"1.24654"},{"v":0.005915141967531531,"d":"0.00592"},{"v":1.8845606749307718E-3,"d":"0.00188"},{"v":0.005606900708819202,"d":"0.00561"},"OK"]
[{"$nulls":13},0.2689265012741089,0.15233930945396423,8.653635025024414,null,{"v":1.8911212785215425,"d":"1.89112"},{"v":0.004295544696827435,"d":"0.00430"},{"v":-1.3525596350848284E-3,"d":"-0.00135"},{"v":0.004077043864858643,"d":"0.00408"},"OK"]
[{"$nulls":13},0.2621873915195465,0.1479550153017044,8.42364501953125,null,{"v":-2.243433828405204,"d":"-2.24343"},{"v":0.004843367496640053,"d":"0.00484"},{"v":-3.0176657159168463E-3,"d":"-0.00302"},{"v":-3.7883904675322746E-3,"d":"-0.00379"},"OK"]
[{"$nulls":13},0.2668597996234894,0.1500958651304245,8.507366180419922,null,{"v":2.4438217872205303,"d":"2.44382"},{"v":1.6020117540388242E-3,"d":"0.00160"},{"v":-1.2275836925378998E-3,"d":"-0.00123"},{"v":1.0293104186267451E-3,"d":"0.00103"},"OK"]
[{"$nulls":13},0.2687109708786011,0.14844369888305664,8.499462127685547,null,{"v":0.7525040856173021,"d":"0.75250"},{"v":1.7118969487647175E-3,"d":"0.00171"},{"v":1.2496500122505356E-3,"d":"0.00125"},{"v":1.1700282090924927E-3,"d":"0.00117"},"OK"]
[{"$nulls":13},0.2690226137638092,0.15064416825771332,8.645709037780762,null,{"v":1.5999603265068707,"d":"1.59996"},{"v":2.947613264140289E-3,"d":"0.00295"},{"v":-8.5952006923313153E-5,"d":"-0.00009"},{"v":0.00294635982314476,"d":"0.00295"},"OK"]
[{"$nulls":13},0.26055440306663513,0.14381927251815796,8.27446174621582,null,{"v":-1.7281067871267806,"d":"-1.72811"},{"v":0.00796586025402618,"d":"0.00797"},{"v":-1.2479511570807884E-3,"d":"-0.00125"},{"v":-0.007867499443674259,"d":"-0.00787"},"OK"]
[{"$nulls":13},0.26481324434280396,0.14733745157718658,8.398711204528809,null,{"v":-1.8675629738981927,"d":"-1.86756"},{"v":0.002476574073122974,"d":"0.00248"},{"v":-7.2422388077229187E-4,"d":"-0.00072"},{"v":-2.3683156272304665E-3,"d":"-0.00237"},"OK"]
[{"$nulls":13},0.2713460624217987,0.15048353374004364,8.636491775512695,null,{"v":1.2135598263125402,"d":"1.21356"},{"v":0.004777307261634135,"d":"0.00478"},{"v":1.6705600516167063E-3,"d":"0.00167"},{"v":4.4757003682110615E-3,"d":"0.00448"},"OK"]
[{"$nulls":13},0.269853800535202,0.14949201047420502,8.577542304992676,null,{"$f":"(ATAN2($N515-$A$3, $O515-$A$6))-$C$15","v":{"v":1.1199424942346783,"d":"1.11994"}},{"$f":"SQRT(($N515-$A$3)^2+($O515-$A$6)^2)","v":{"v":0.003021301420853564,"d":"0.00302"}},{"v":1.3164843772766857E-3,"d":"0.00132"},{"v":2.7193990439135962E-3,"d":"0.00272"},{"$f":"IF(($T515/$A$9)^2 +($U515/$A$12)^2<=1, \"OK\", \"NG\")","v":"OK"}]
[{"$nulls":13},0.2659851610660553,0.14703018963336945,8.475003242492676,null,{"v":-1.3896897894630333,"d":"-1.38969"},{"v":1.7861244569471284E-3,"d":"0.00179"},{"$f":"$S516*COS($R516)","v":{"v":3.2171338529830959E-4,"d":"0.00032"}},{"$f":"$S516*SIN($R516)","v":{"v":-0.001756912369307182,"d":"-0.00176"}},"OK"]
[{"$nulls":13},0.26744741201400757,0.14907661080360413,8.501629829406738,null,{"v":1.6963010697506231,"d":"1.69630"},{"v":7.298339051532883E-4,"d":"0.00073"},{"v":-9.1357340244835371E-5,"d":"-0.00009"},{"v":7.2409347842297851E-4,"d":"0.00072"},"OK"]
[{"$nulls":13},0.26031798124313354,0.14516772329807281,8.297380447387695,null,{"v":-1.8935929412031127,"d":"-1.89359"},{"v":0.007466822797235917,"d":"0.00747"},{"v":-2.368625322273334E-3,"d":"-0.00237"},{"v":-0.007081176227718636,"d":"-0.00708"},"OK"]
[{"$nulls":13},0.26611337065696716,0.14777961373329163,8.451702117919922,null,{"v":-1.6738779859349209,"d":"-1.67388"},{"v":0.001142395713047316,"d":"0.00114"},{"v":-1.1755160659435606E-4,"d":"-0.00012"},{"v":-1.1363316351206505E-3,"d":"-0.00114"},"OK"]
[{"$nulls":13},0.269877552986145,0.15124906599521637,8.600054740905762,null,{"v":1.547964735636489,"d":"1.54796"},{"v":3.979657652880087E-3,"d":"0.00398"},{"v":9.0854022579886862E-5,"d":"0.00009"},{"v":0.003978620436873578,"d":"0.00398"},"OK"]
[{"$nulls":13},0.2648009955883026,0.14714057743549347,8.408089637756348,null,{"v":-1.8025006591317076,"d":"-1.80250"},{"v":2.5852756355085496E-3,"d":"0.00259"},{"v":-0.000593674017509798,"d":"-0.00059"},{"v":-2.5161878452309378E-3,"d":"-0.00252"},"OK"]
[{"$nulls":13},0.27323564887046814,0.15161722898483276,8.649676322937012,null,{"v":1.2489693764166958,"d":"1.24897"},{"v":0.006971401105922104,"d":"0.00697"},{"v":2.2050558477197373E-3,"d":"0.00221"},{"v":6.6134833550927545E-3,"d":"0.00661"},"OK"]
[{"$nulls":13},0.2672639489173889,0.14805753529071808,8.410857200622559,null,{"v":-0.24752496497018317,"d":"-0.24752"},{"v":0.000515212625962041,"d":"0.00052"},{"v":4.9950986574151578E-4,"d":"0.00050"},{"v":-1.2622972699643647E-4,"d":"-0.00013"},"OK"]
[{"$nulls":13},0.2655998468399048,0.14611531794071198,8.391213417053223,null,{"v":-1.316311523868122,"d":"-1.31631"},{"v":2.7653458003683374E-3,"d":"0.00277"},{"v":6.9616706089334715E-4,"d":"0.00070"},{"v":-0.002676282649299569,"d":"-0.00268"},"OK"]
[{"$nulls":13},0.26392167806625366,0.14752058684825897,8.403088569641113,null,{"v":-2.0481573194384612,"d":"-2.04816"},{"v":3.2303739798337848E-3,"d":"0.00323"},{"v":-1.4841526328479666E-3,"d":"-0.00148"},{"v":-2.8692519952066976E-3,"d":"-0.00287"},"OK"]
[{"$nulls":13},0.2646750509738922,0.14927361905574799,8.4313325881958,null,{"v":3.605768348848273,"d":"3.60577"},{"v":2.4502804772956175E-3,"d":"0.00245"},{"v":-0.002191018502648427,"d":"-0.00219"},{"v":-1.0969559418993475E-3,"d":"-0.00110"},"OK"]
[{"$nulls":13},0.26654696464538574,0.14737576246261597,8.44002914428711,null,{"v":-1.1684632965509687,"d":"-1.16846"},{"v":1.2120854231421892E-3,"d":"0.00121"},{"v":4.7461161498370513E-4,"d":"0.00047"},{"v":-1.1153003577137142E-3,"d":"-0.00112"},"OK"]
[{"$nulls":13},0.2717616856098175,0.1516180783510208,8.622485160827637,null,{"v":1.36515893774637,"d":"1.36516"},{"v":0.005691753899269334,"d":"0.00569"},{"v":1.1622058383025586E-3,"d":"0.00116"},{"v":0.005571834530858137,"d":"0.00557"},"OK"]
[{"$nulls":13},0.26190051436424255,0.14467518031597137,8.292343139648438,null,{"v":-1.7126675964314781,"d":"-1.71267"},{"v":0.006374480321142223,"d":"0.00637"},{"v":-9.013249382150702E-4,"d":"-0.00090"},{"v":-0.006310436808999917,"d":"-0.00631"},"OK"]
[{"$nulls":13},0.26670020818710327,0.14617592096328735,8.383526802062988,null,{"v":-0.9136835738438107,"d":"-0.91368"},{"v":2.3433349099023526E-3,"d":"0.00234"},{"v":1.4313872230295108E-3,"d":"0.00143"},{"v":-1.8553568707165024E-3,"d":"-0.00186"},"OK"]
[{"$nulls":13},0.2672915458679199,0.15169771015644073,8.597444534301758,null,{"v":2.2652725408262873,"d":"2.26527"},{"v":0.003210973253969183,"d":"0.00321"},{"v":-2.0549684756552607E-3,"d":"-0.00205"},{"v":0.002467276596121428,"d":"0.00247"},"OK"]
[{"$nulls":13},0.2679620087146759,0.14953182637691498,8.592883110046387,null,{"v":1.6057987938025464,"d":"1.60580"},{"v":1.4107184124444747E-3,"d":"0.00141"},{"v":-4.9368542415857034E-5,"d":"-0.00005"},{"v":1.4098543138316075E-3,"d":"0.00141"},"OK"]
[{"$nulls":13},0.2639400362968445,0.14806830883026123,8.413558959960938,null,{"v":-2.2160421938911234,"d":"-2.21604"},{"v":3.0902645729224774E-3,"d":"0.00309"},{"v":-1.8584693311853452E-3,"d":"-0.00186"},{"v":-2.4689728381866085E-3,"d":"-0.00247"},"OK"]
[{"$nulls":13},0.25780826807022095,0.1424436718225479,8.222455024719238,null,{"v":-1.773595989605806,"d":"-1.77360"},{"v":0.011007590420338144,"d":"0.01101"},{"v":-2.2170652550281586E-3,"d":"-0.00222"},{"v":-0.01078200670176322,"d":"-0.01078"},"NG"]
[{"$nulls":13},0.2618364989757538,0.14644144475460052,8.34334659576416,null,{"v":-1.9768314652119985,"d":"-1.97683"},{"v":0.005558722202606777,"d":"0.00556"},{"v":-2.1955282154390915E-3,"d":"-0.00220"},{"v":-0.005106764962377296,"d":"-0.00511"},"OK"]
[{"$nulls":13},0.26499539613723755,0.14679911732673645,8.447638511657715,null,{"v":-1.6525787732694397,"d":"-1.65258"},{"v":2.6289614897921833E-3,"d":"0.00263"},{"v":-2.147633126847335E-4,"d":"-0.00021"},{"v":-2.620174657219441E-3,"d":"-0.00262"},"OK"]
[{"$nulls":13},0.2670578956604004,0.1464221030473709,8.40239143371582,null,{"v":-0.757542746728636,"d":"-0.75754"},{"v":2.078703358644139E-3,"d":"0.00208"},{"v":1.5102334398812655E-3,"d":"0.00151"},{"v":-1.4283566117405078E-3,"d":"-0.00143"},"OK"]
[{"$nulls":13},0.268533855676651,0.1521492600440979,8.65343952178955,null,{"v":1.9582948173635626,"d":"1.95829"},{"v":0.003958511349768232,"d":"0.00396"},{"v":-1.495816773173357E-3,"d":"-0.00150"},{"v":3.6650162738161417E-3,"d":"0.00367"},"OK"]
[{"$nulls":13},0.2661242187023163,0.14626380801200867,8.415102005004883,null,{"v":-1.158676572459604,"d":"-1.15868"},{"v":0.002401571878693036,"d":"0.00240"},{"v":9.6195562431517314E-4,"d":"0.00096"},{"v":-0.002200497413172214,"d":"-0.00220"},"OK"]
[{"$nulls":13},0.2663889527320862,0.1468336433172226,8.442298889160156,null,{"v":-1.1368693102197036,"d":"-1.13687"},{"v":1.7748586867302573E-3,"d":"0.00177"},{"v":0.000746216443500034,"d":"0.00075"},{"v":-1.6103677770348034E-3,"d":"-0.00161"},"OK"]
[{"$nulls":13},0.26540401577949524,0.145694300532341,8.351070404052734,null,{"v":-1.302588060746189,"d":"-1.30259"},{"v":3.2278654146234436E-3,"d":"0.00323"},{"v":0.000855397854567505,"d":"0.00086"},{"v":-3.112460384538811E-3,"d":"-0.00311"},"OK"]
[{"$nulls":13},0.2648361623287201,0.14810657501220703,8.454248428344727,null,{"v":-2.176341009792116,"d":"-2.17634"},{"v":2.1993127764531376E-3,"d":"0.00220"},{"v":-1.2518708139923026E-3,"d":"-0.00125"},{"v":-1.8082577675055784E-3,"d":"-0.00181"},"OK"]
[{"$nulls":13},0.26601800322532654,0.14729948341846466,8.414434432983398,null,{"v":-1.4710058835845858,"d":"-1.47101"},{"v":1.5509860502307532E-3,"d":"0.00155"},{"v":1.5451683725559262E-4,"d":"0.00015"},{"v":-1.5432699942054603E-3,"d":"-0.00154"},"OK"]
[{"$nulls":13},0.2638683021068573,0.14387387037277222,8.276191711425781,null,{"v":-1.380492096391889,"d":"-1.38049"},{"v":0.005586466416423634,"d":"0.00559"},{"v":1.0567228131919185E-3,"d":"0.00106"},{"v":-0.005485612446929593,"d":"-0.00549"},"OK"]
[{"$nulls":13},0.2695671319961548,0.15052828192710876,8.544424057006836,null,{"v":1.4540711273314635,"d":"1.45407"},{"v":3.271711213037857E-3,"d":"0.00327"},{"v":3.8102453786526561E-4,"d":"0.00038"},{"v":0.003249448347498727,"d":"0.00325"},"OK"]
[{"$nulls":13},0.2680644989013672,0.1493643969297409,8.468877792358398,null,{"v":1.4674269542662084,"d":"1.46743"},{"v":1.371254886283886E-3,"d":"0.00137"},{"v":1.4149346106572631E-4,"d":"0.00014"},{"v":1.3639353223789885E-3,"d":"0.00136"},"OK"]
[{"$nulls":13},0.26809176802635193,0.14635662734508514,8.40626335144043,null,{"v":-0.3142833141433432,"d":"-0.31428"},{"v":2.405411349686594E-3,"d":"0.00241"},{"v":0.002287589913816195,"d":"0.00229"},{"v":-7.4359676398401213E-4,"d":"-0.00074"},"OK"]
[{"$nulls":13},0.2665456235408783,0.14663098752498627,8.424856185913086,null,{"v":-1.0238821045529511,"d":"-1.02388"},{"v":1.9234514806360271E-3,"d":"0.00192"},{"v":1.0002987197479587E-3,"d":"0.00100"},{"v":-1.6428840706609583E-3,"d":"-0.00164"},"OK"]
[{"$nulls":13},0.2587691843509674,0.14471322298049927,8.284932136535645,null,{"v":-1.924995402832347,"d":"-1.92500"},{"v":0.009060132804974709,"d":"0.00906"},{"v":-3.1424098507969634E-3,"d":"-0.00314"},{"v":-0.008497721269457659,"d":"-0.00850"},"NG"]
[{"$nulls":13},0.2664608061313629,0.1473758965730667,8.434358596801758,null,{"v":-1.2326464111683246,"d":"-1.23265"},{"v":1.2467311427966296E-3,"d":"0.00125"},{"v":4.1359351505205843E-4,"d":"0.00041"},{"v":-1.176128796827062E-3,"d":"-0.00118"},"OK"]
[{"$nulls":13},0.2696234881877899,0.14659875631332397,8.452860832214355,null,{"v":0.1582861907801295,"d":"0.15829"},{"v":0.003239971886853119,"d":"0.00324"},{"v":0.00319946859148577,"d":"0.00320"},{"v":5.1070398441232178E-4,"d":"0.00051"},"OK"]
[{"$nulls":13},0.2665676176548004,0.14736081659793854,8.435449600219727,null,{"v":-1.1481559505135646,"d":"-1.14816"},{"v":1.2184799202172426E-3,"d":"0.00122"},{"v":4.9978382025683669E-4,"d":"0.00050"},{"v":-1.1112647969687961E-3,"d":"-0.00111"},"OK"]
[{"$nulls":13},0.26293838024139404,0.14978566765785217,8.516008377075195,null,{"v":3.620429055933436,"d":"3.62043"},{"v":0.004260246048052336,"d":"0.00426"},{"v":-0.003781103193131054,"d":"-0.00378"},{"v":-0.001962894554692048,"d":"-0.00196"},"OK"]
[{"$nulls":13},0.2669025957584381,0.15022186934947968,8.506470680236816,null,{"v":2.4127031570567214,"d":"2.41270"},{"v":1.724622173970819E-3,"d":"0.00172"},{"v":-1.2864206930591079E-3,"d":"-0.00129"},{"v":1.1486702936095972E-3,"d":"0.00115"},"OK"]
[{"$nulls":13},0.2639423906803131,0.1485811173915863,8.39716911315918,null,{"v":3.9004673601439204,"d":"3.90047"},{"v":0.003058685139574517,"d":"0.00306"},{"v":-2.2194149418326417E-3,"d":"-0.00222"},{"v":-2.1046976265069513E-3,"d":"-0.00210"},"OK"]
[{"$nulls":13},0.26711249351501465,0.14858373999595642,8.498126983642578,null,{"v":1.425304617659485,"d":"1.42530"},{"v":1.4023971564121939E-4,"d":"0.00014"},{"v":2.0331808309033773E-5,"d":"0.00002"},{"v":1.3875804630368208E-4,"d":"0.00014"},"OK"]
[{"$nulls":13},0.2692611813545227,0.1523880511522293,8.650616645812988,null,{"v":1.8294352680990602,"d":"1.82944"},{"v":0.004497764209070188,"d":"0.00450"},{"v":-1.1503706660659417E-3,"d":"-0.00115"},{"v":0.004348164004617096,"d":"0.00435"},"OK"]
[{"$nulls":13},0.2652137279510498,0.1468127816915512,8.448053359985352,null,{"v":-1.5993056625018793,"d":"-1.59931"},{"v":0.002457127073072445,"d":"0.00246"},{"v":-7.0041571610450449E-5,"d":"-0.00007"},{"v":-2.4561285861029137E-3,"d":"-0.00246"},"OK"]
[{"$nulls":13},0.2713017761707306,0.1501767486333847,8.598097801208496,null,{"v":1.1570637350690347,"d":"1.15706"},{"v":0.004617008144093197,"d":"0.00462"},{"v":1.8561747724586838E-3,"d":"0.00186"},{"v":0.004227455430481895,"d":"0.00423"},"OK"]
[{"$nulls":13},0.26614418625831604,0.15094894170761108,8.596146583557129,null,{"v":2.692390551302937,"d":"2.69239"},{"v":2.5941728253399484E-3,"d":"0.00259"},{"v":-0.002336814988359736,"d":"-0.00234"},{"v":1.1265115880049956E-3,"d":"0.00113"},"OK"]
[{"$nulls":13},0.27179184556007385,0.14965462684631348,8.589910507202148,null,{"v":1.0218474547186283,"d":"1.02185"},{"v":4.9289904672079835E-3,"d":"0.00493"},{"v":2.5719020171585585E-3,"d":"0.00257"},{"v":0.004204790962695162,"d":"0.00420"},"OK"]
[{"$nulls":13},0.2609562873840332,0.14824116230010986,8.440255165100098,null,{"v":-2.3133930473354867,"d":"-2.31339"},{"v":6.0492527752839705E-3,"d":"0.00605"},{"v":-0.004090524281473782,"d":"-0.00409"},{"v":-0.004456576067111861,"d":"-0.00446"},"OK"]
[{"$nulls":13},0.26547062397003174,0.14657704532146454,8.4826021194458,null,{"v":-1.4572826570208455,"d":"-1.45728"},{"v":2.4569789858163056E-3,"d":"0.00246"},{"v":2.7830213133208894E-4,"d":"0.00028"},{"v":-2.4411664548815467E-3,"d":"-0.00244"},"OK"]
[{"$nulls":13},0.26418784260749817,0.14747735857963562,8.44918155670166,null,{"v":-2.0074113220816034,"d":"-2.00741"},{"v":2.9923276349436813E-3,"d":"0.00299"},{"v":-1.2653788789400435E-3,"d":"-0.00127"},{"v":-2.711612245063826E-3,"d":"-0.00271"},"OK"]
[{"$nulls":13},0.2749713361263275,0.14857172966003418,8.59044361114502,null,{"v":0.7943963693391174,"d":"0.79440"},{"v":0.00797165884763156,"d":"0.00797"},{"v":0.005585865301021102,"d":"0.00559"},{"v":5.68730635906586E-3,"d":"0.00569"},"NG"]
[{"$nulls":13},0.2647533714771271,0.14630362391471863,8.437187194824219,null,{"v":-1.5821063071604144,"d":"-1.58211"},{"v":0.003141879632923919,"d":"0.00314"},{"v":-3.55338393921558e-05,"d":"-0.00004"},{"v":-3.1416786872689884E-3,"d":"-0.00314"},"OK"]
[{"$nulls":13},0.269057959318161,0.15094022452831268,8.587841987609863,null,{"v":1.6555747519156596,"d":"1.65557"},{"v":3.1921610710903296E-3,"d":"0.00319"},{"v":-2.703023223099643E-4,"d":"-0.00027"},{"v":0.003180696300865331,"d":"0.00318"},"OK"]
[{"$nulls":13},0.267020583152771,0.14734603464603424,8.473730087280273,null,{"v":-0.767563164936101,"d":"-0.76756"},{"v":1.1541489090803221E-3,"d":"0.00115"},{"v":8.3053121394607735E-4,"d":"0.00083"},{"v":-0.000801422240140959,"d":"-0.00080"},"OK"]
[{"$nulls":13},0.2699483036994934,0.14575007557868958,8.409762382507324,null,{"v":0.03480014928826036,"d":"0.03480"},{"v":4.0316967925881865E-3,"d":"0.00403"},{"v":0.004029255744968253,"d":"0.00403"},{"v":1.4027533285007428E-4,"d":"0.00014"},"OK"]
[{"$nulls":13},0.2659761607646942,0.15076132118701935,8.559161186218262,null,{"v":2.781342530263821,"d":"2.78134"},{"v":2.4823014101059914E-3,"d":"0.00248"},{"v":-2.3229592119117805E-3,"d":"-0.00232"},{"v":8.7503187965261742E-4,"d":"0.00088"},"OK"]
[{"$nulls":13},0.27043285965919495,0.15289829671382904,8.691675186157227,null,{"v":1.6934589475128132,"d":"1.69346"},{"v":0.005579385219054814,"d":"0.00558"},{"v":-6.8266708814055136E-4,"d":"-0.00068"},{"v":0.005537463775897504,"d":"0.00554"},"OK"]
[{"$nulls":13},0.26526039838790894,0.14521530270576477,8.339110374450684,null,{"v":-1.2724505746343544,"d":"-1.27245"},{"v":3.716914053828266E-3,"d":"0.00372"},{"v":1.0925476344261784E-3,"d":"0.00109"},{"v":-0.003552715827371482,"d":"-0.00355"},"OK"]
[{"$nulls":13},0.26904812455177307,0.15355409681797028,8.667940139770508,null,{"v":1.9711786491096115,"d":"1.97118"},{"v":5.453320898772868E-3,"d":"0.00545"},{"v":-0.002125543373486752,"d":"-0.00213"},{"v":0.005022028892033526,"d":"0.00502"},"OK"]
[{"$nulls":13},0.2672676742076874,0.1516532003879547,8.600600242614746,null,{"v":2.271507834078493,"d":"2.27151"},{"v":3.164541383527611E-3,"d":"0.00316"},{"v":-2.0403751293583635E-3,"d":"-0.00204"},{"v":2.418923624167305E-3,"d":"0.00242"},"OK"]
[{"$nulls":13},0.2617607116699219,0.14614517986774445,8.374983787536621,null,{"v":-1.9337945465054331,"d":"-1.93379"},{"v":0.005744155295687001,"d":"0.00574"},{"v":-2.0396270227972945E-3,"d":"-0.00204"},{"v":-0.005369845590782295,"d":"-0.00537"},"OK"]
[{"$nulls":13},0.2656271159648895,0.1448923796415329,8.361610412597656,null,{"v":-1.1490266813219003,"d":"-1.14903"},{"v":0.003860017516111489,"d":"0.00386"},{"v":1.5801972084093499E-3,"d":"0.00158"},{"v":-3.5217484304281028E-3,"d":"-0.00352"},"OK"]
[{"$nulls":13},0.267263799905777,0.14629270136356354,8.46374797821045,null,{"v":-0.6664497877665607,"d":"-0.66645"},{"v":0.002223006446392401,"d":"0.00222"},{"v":1.7473305361793E-3,"d":"0.00175"},{"v":-0.001374261131676775,"d":"-0.00137"},"OK"]
[{"$nulls":13},0.26059141755104065,0.14379318058490753,8.331422805786133,null,{"v":-1.7227162330593417,"d":"-1.72272"},{"v":0.0079513569918223,"d":"0.00795"},{"v":-1.2033281812198794E-3,"d":"-0.00120"},{"v":-0.007859776033684637,"d":"-0.00786"},"OK"]
[{"$nulls":13},0.2669789493083954,0.14616350829601288,8.388670921325684,null,{"$f":"(ATAN2($N579-$A$3, $O579-$A$6))-$C$15","v":{"v":-0.7944074494237947,"d":"-0.79441"}},{"$f":"SQRT(($N579-$A$3)^2+($O579-$A$6)^2)","v":{"v":0.002336586530479375,"d":"0.00234"}},{"v":0.0016372640412931,"d":"0.00164"},{"v":-1.6670342148577004E-3,"d":"-0.00167"},{"$f":"IF(($T579/$A$9)^2 +($U579/$A$12)^2<=1, \"OK\", \"NG\")","v":"OK"}]
[{"$nulls":13},0.26299795508384705,0.14560702443122864,8.321044921875,null,{"v":-1.730281011677703,"d":"-1.73028"},{"v":0.004938185005891716,"d":"0.00494"},{"$f":"$S580*COS($R580)","v":{"v":-7.8423045633967809E-4,"d":"-0.00078"}},{"$f":"$S580*SIN($R580)","v":{"v":-4.8755157413101465E-3,"d":"-0.00488"}},"OK"]
[{"$nulls":13},0.26634925603866577,0.15515084564685822,8.660989761352539,null,{"v":2.4537278311455224,"d":"2.45373"},{"v":0.006682605444102319,"d":"0.00668"},{"v":-0.005163003525394118,"d":"-0.00516"},{"v":0.00424271258964284,"d":"0.00424"},"NG"]
[{"$nulls":13},0.2698744833469391,0.14918486773967743,8.534276008605957,null,{"v":1.019295067902224,"d":"1.01930"},{"v":2.9549447258249905E-3,"d":"0.00295"},{"v":1.548292044086603E-3,"d":"0.00155"},{"v":2.5168412899702394E-3,"d":"0.00252"},"OK"]
[{"$nulls":13},0.2647952139377594,0.1468629240989685,8.381437301635742,null,{"v":-1.7175041813716434,"d":"-1.71750"},{"v":2.7461061680110867E-3,"d":"0.00275"},{"v":-4.0143170473948259E-4,"d":"-0.00040"},{"v":-2.7166066466123664E-3,"d":"-0.00272"},"OK"]
[{"$nulls":13},0.27013885974884033,0.1469763219356537,8.459437370300293,null,{"v":0.33347914836179915,"d":"0.33348"},{"v":3.4891310331743065E-3,"d":"0.00349"},{"v":3.2969121052429575E-3,"d":"0.00330"},{"v":1.1421059219540253E-3,"d":"0.00114"},"OK"]
[{"$nulls":13},0.2698218822479248,0.14965087175369263,8.544510841369629,null,{"v":1.1726434080787707,"d":"1.17264"},{"v":0.003047544128409074,"d":"0.00305"},{"v":1.1815828519054414E-3,"d":"0.00118"},{"v":2.8091612945296725E-3,"d":"0.00281"},"OK"]
[{"$nulls":13},0.270768940448761,0.14800213277339935,8.567983627319336,null,{"v":0.6540611740704214,"d":"0.65406"},{"v":0.003801681717559949,"d":"0.00380"},{"v":0.003017088641267004,"d":"0.00302"},{"v":2.3129980571473005E-3,"d":"0.00231"},"OK"]
[{"$nulls":13},0.27097946405410767,0.14967501163482666,8.547761917114258,null,{"v":1.072508788919536,"d":"1.07251"},{"v":0.004149311569394728,"d":"0.00415"},{"v":1.9830473231886026E-3,"d":"0.00198"},{"v":0.003644764713106658,"d":"0.00364"},"OK"]
[{"$nulls":13},0.2691784203052521,0.14732976257801056,8.527254104614258,null,{"v":0.29243884141478127,"d":"0.29244"},{"v":0.002472846669358809,"d":"0.00247"},{"v":2.367858586805193E-3,"d":"0.00237"},{"v":7.1289295343120835E-4,"d":"0.00071"},"OK"]
[{"$nulls":13},0.26830336451530457,0.14727815985679626,8.52158260345459,null,{"v":0.03227305397093794,"d":"0.03227"},{"v":1.7865196319378003E-3,"d":"0.00179"},{"v":1.785589337915064E-3,"d":"0.00179"},{"v":5.764643634446653E-5,"d":"0.00006"},"OK"]
[{"$nulls":13},0.269583135843277,0.15154850482940674,8.63309097290039,null,{"v":1.6532437120824102,"d":"1.65324"},{"v":3.9957442960903335E-3,"d":"0.00400"},{"v":-3.2906556584627827E-4,"d":"-0.00033"},{"v":0.00398217130886062,"d":"0.00398"},"OK"]
[{"$nulls":13},0.26648661494255066,0.15164774656295776,8.6370849609375,null,{"v":2.5178670635924645,"d":"2.51787"},{"v":3.189337335846545E-3,"d":"0.00319"},{"v":-2.5888109956063725E-3,"d":"-0.00259"},{"v":1.8627748846418025E-3,"d":"0.00186"},"OK"]
[{"$nulls":13},0.2650113105773926,0.14777672290802002,8.389532089233398,null,{"v":-2.007371391756278,"d":"-2.00737"},{"v":2.116132172472624E-3,"d":"0.00212"},{"v":-8.9478163998375261E-4,"d":"-0.00089"},{"v":-1.9176499128156041E-3,"d":"-0.00192"},"OK"]
[{"$nulls":13},0.26789990067481995,0.15087008476257324,8.592020988464355,null,{"v":1.993317215591845,"d":"1.99332"},{"v":2.5351771153754254E-3,"d":"0.00254"},{"v":-1.0395771380429294E-3,"d":"-0.00104"},{"v":2.3122288771619767E-3,"d":"0.00231"},"OK"]
[{"$nulls":13},0.26602697372436523,0.14942091703414917,8.504463195800781,null,{"v":3.169099336760709,"d":"3.16910"},{"v":1.3397269560853839E-3,"d":"0.00134"},{"v":-1.3392201575311304E-3,"d":"-0.00134"},{"v":-3.6846798016957446E-5,"d":"-0.00004"},"OK"]
[{"$nulls":13},0.26689574122428894,0.14902356266975403,8.527667045593262,null,{"v":2.552756570777334,"d":"2.55276"},{"v":5.3384245004752581E-4,"d":"0.00053"},{"v":-4.4393680146271935E-4,"d":"-0.00044"},{"v":2.9649262685570307E-4,"d":"0.00030"},"OK"]
[{"$nulls":13},0.25724685192108154,0.1397310495376587,8.122098922729492,null,{"v":-1.623882800448519,"d":"-1.62388"},{"v":0.013115578129091634,"d":"0.01312"},{"v":-6.95932808709352E-4,"d":"-0.00070"},{"v":-0.013097101480330246,"d":"-0.01310"},"NG"]
[{"$nulls":13},0.26737239956855774,0.1490495651960373,8.535907745361328,null,{"v":1.760643104437505,"d":"1.76064"},{"v":6.6385491137559149E-4,"d":"0.00066"},{"v":-1.2527501658397741E-4,"d":"-0.00013"},{"v":6.5192753706020019E-4,"d":"0.00065"},"OK"]
[{"$nulls":13},0.2666075825691223,0.14826609194278717,8.4666109085083,null,{"v":-1.8186700842354542,"d":"-1.81867"},{"v":4.5684178802483922E-4,"d":"0.00046"},{"v":-1.1208305300006758E-4,"d":"-0.00011"},{"v":-4.4287899985878329E-4,"d":"-0.00044"},"OK"]
[{"$nulls":13},0.2628747224807739,0.14628219604492188,8.421838760375977,null,{"v":-1.8629109532847963,"d":"-1.86291"},{"v":0.004683649110874159,"d":"0.00468"},{"v":-1.3487874921431033E-3,"d":"-0.00135"},{"v":-0.004485235924099268,"d":"-0.00449"},"OK"]
[{"$nulls":13},0.26172351837158203,0.14566773176193237,8.339027404785156,null,{"v":-1.863563730362742,"d":"-1.86356"},{"v":5.988572596821313E-3,"d":"0.00599"},{"v":-1.7283198629837043E-3,"d":"-0.00173"},{"v":-0.005733752017537483,"d":"-0.00573"},"OK"]
[{"$nulls":13},0.2638450562953949,0.14634113013744354,8.382736206054688,null,{"v":-1.7560958815451553,"d":"-1.75610"},{"v":3.822877039963746E-3,"d":"0.00382"},{"v":-7.0433056827514968E-4,"d":"-0.00070"},{"v":-3.757433607301023E-3,"d":"-0.00376"},"OK"]
[{"$nulls":13},0.26347535848617554,0.1472408026456833,8.426152229309082,null,{"v":-2.0130707062301614,"d":"-2.01307"},{"v":3.7428165568316454E-3,"d":"0.00374"},{"v":-1.6019109275874045E-3,"d":"-0.00160"},{"v":-3.382684903766408E-3,"d":"-0.00338"},"OK"]
[{"$nulls":13},0.2665303349494934,0.15168169140815735,8.571218490600586,null,{"v":2.502751006822958,"d":"2.50275"},{"v":3.2161693793097573E-3,"d":"0.00322"},{"v":-2.5818989124505847E-3,"d":"-0.00258"},{"v":1.9176922282514984E-3,"d":"0.00192"},"OK"]
[{"$nulls":13},0.27221962809562683,0.15163178741931915,8.663759231567383,null,{"v":1.32581915153796,"d":"1.32582"},{"v":0.006087085500998206,"d":"0.00609"},{"v":1.4763263002542523E-3,"d":"0.00148"},{"v":5.905342543124842E-3,"d":"0.00591"},"OK"]
[{"$nulls":13},0.2640036940574646,0.14975605905056,8.45785140991211,null,{"v":3.530040903259094,"d":"3.53004"},{"v":3.2489280754991706E-3,"d":"0.00325"},{"v":-0.003006876122698058,"d":"-0.00301"},{"v":-1.2305403782546264E-3,"d":"-0.00123"},"OK"]
[{"$nulls":13},0.2640114724636078,0.1469963639974594,8.444555282592773,null,{"v":-1.8900411729259967,"d":"-1.89004"},{"v":0.003345477255028169,"d":"0.00335"},{"v":-1.0499768729129925E-3,"d":"-0.00105"},{"v":-3.1764393005783483E-3,"d":"-0.00318"},"OK"]
[{"$nulls":13},0.26604896783828735,0.15086880326271057,8.598555564880371,null,{"v":2.7379779057612033,"d":"2.73798"},{"v":2.5525851739051017E-3,"d":"0.00255"},{"v":-2.3474781410329926E-3,"d":"-0.00235"},{"v":1.0025155596859448E-3,"d":"0.00100"},"OK"]
[{"$nulls":13},0.2628783881664276,0.1474311202764511,8.406447410583496,null,{"v":-2.1024490796725455,"d":"-2.10245"},{"v":4.2579558440709545E-3,"d":"0.00426"},{"v":-2.1586075761435486E-3,"d":"-0.00216"},{"v":-0.003670231777731983,"d":"-0.00367"},"OK"]
[{"$nulls":13},0.26777777075767517,0.1452496200799942,8.385974884033203,null,{"v":-0.5505283041370133,"d":"-0.55053"},{"v":0.00334213958054888,"d":"0.00334"},{"v":2.848332659829385E-3,"d":"0.00285"},{"v":-1.7483987059079813E-3,"d":"-0.00175"},"OK"]
[{"$nulls":13},0.26461464166641235,0.14773982763290405,8.450102806091309,null,{"v":-2.0476869660363346,"d":"-2.04769"},{"v":2.5035567513664136E-3,"d":"0.00250"},{"v":-1.1491800175955093E-3,"d":"-0.00115"},{"v":-0.002224226088883847,"d":"-0.00222"},"OK"]
[{"$nulls":13},0.2649984061717987,0.1488603800535202,8.463960647583008,null,{"v":3.7488527947268246,"d":"3.74885"},{"v":2.0337776761654163E-3,"d":"0.00203"},{"v":-1.6701677487507985E-3,"d":"-0.00167"},{"v":-1.1605133894537756E-3,"d":"-0.00116"},"OK"]
[{"$nulls":13},0.2638649344444275,0.14981703460216522,8.455533027648926,null,{"v":3.5292795688218823,"d":"3.52928"},{"v":3.4004729349074057E-3,"d":"0.00340"},{"v":-0.003148110212058064,"d":"-0.00315"},{"v":-1.2855420155613421E-3,"d":"-0.00129"},"OK"]
[{"$nulls":13},0.2686014175415039,0.1488773375749588,8.494807243347168,null,{"v":1.0168044421351121,"d":"1.01680"},{"v":1.6452725572719436E-3,"d":"0.00165"},{"v":8.6555524505863024E-4,"d":"0.00087"},{"v":1.3991911611583511E-3,"d":"0.00140"},"OK"]
[{"$nulls":13},0.263582319021225,0.14679238200187683,8.400130271911621,null,{"v":-1.892833079037565,"d":"-1.89283"},{"v":3.820536938729276E-3,"d":"0.00382"},{"v":-1.2091971298750215E-3,"d":"-0.00121"},{"v":-0.003624133662173193,"d":"-0.00362"},"OK"]
[{"$nulls":13},0.2666526436805725,0.14953508973121643,8.496979713439941,null,{"v":2.6799664678605177,"d":"2.67997"},{"v":1.0918182835600162E-3,"d":"0.00109"},{"v":-0.000977536977034893,"d":"-0.00098"},{"v":4.8630095912451457E-4,"d":"0.00049"},"OK"]
[{"$nulls":13},0.26890334486961365,0.14966267347335815,8.59858512878418,null,{"v":1.333763270077514,"d":"1.33376"},{"v":2.230365731967577E-3,"d":"0.00223"},{"v":5.237337669231518E-4,"d":"0.00052"},{"v":2.168002361557697E-3,"d":"0.00217"},"OK"]
[{"$nulls":13},0.2663951516151428,0.14938345551490784,8.525219917297363,null,{"v":2.956536711814192,"d":"2.95654"},{"v":1.0706704513926955E-3,"d":"0.00107"},{"v":-1.0523897799902412E-3,"d":"-0.00105"},{"v":1.9700499094573798E-4,"d":"0.00020"},"OK"]
[{"$nulls":13},0.2710842788219452,0.15121830999851227,8.625102996826172,null,{"v":1.3726303845601087,"d":"1.37263"},{"v":0.004906173941413174,"d":"0.00491"},{"v":9.6588581793881313E-4,"d":"0.00097"},{"v":4.810156684569261E-3,"d":"0.00481"},"OK"]
[{"$nulls":13},0.2663383483886719,0.14539028704166412,8.348612785339355,null,{"v":-0.9950412568938334,"d":"-0.99504"},{"v":3.1793234402959303E-3,"d":"0.00318"},{"v":1.7310407792298398E-3,"d":"0.00173"},{"v":-2.6667574615361067E-3,"d":"-0.00267"},"OK"]
[{"$nulls":13},0.25946637988090515,0.1408500373363495,8.188339233398438,null,{"v":-1.563134085979251,"d":"-1.56313"},{"v":0.010736729523187107,"d":"0.01074"},{"v":8.2266602195795144E-5,"d":"0.00008"},{"v":-0.01073641434838656,"d":"-0.01074"},"NG"]
[{"$nulls":13},0.2737201452255249,0.15239229798316956,8.731534004211426,null,{"v":1.3103819970312318,"d":"1.31038"},{"v":0.007765972923074789,"d":"0.00777"},{"v":1.9995899612291297E-3,"d":"0.00200"},{"v":7.504130557824968E-3,"d":"0.00750"},"OK"]
[{"$nulls":13},0.2619739770889282,0.14387483894824982,8.277609825134277,null,{"v":-1.612307459813377,"d":"-1.61231"},{"v":6.830301681276265E-3,"d":"0.00683"},{"v":-2.8345213904536036E-4,"d":"-0.00028"},{"v":-0.00682441762659027,"d":"-0.00682"},"OK"]
[{"$nulls":13},0.2657700777053833,0.14655199646949768,8.402240753173828,null,{"v":-1.3485691939936046,"d":"-1.34857"},{"v":2.3037852776777432E-3,"d":"0.00230"},{"v":5.0776011133752351E-4,"d":"0.00051"},{"v":-2.2471329010495178E-3,"d":"-0.00225"},"OK"]
[{"$nulls":13},0.26803818345069885,0.14897383749485016,8.538101196289062,null,{"v":1.213569993000653,"d":"1.21357"},{"v":1.1412041223334353E-3,"d":"0.00114"},{"v":0.0003990528523158,"d":"0.00040"},{"v":1.0691602638937957E-3,"d":"0.00107"},"OK"]
[{"$nulls":13},0.26255735754966736,0.14811035990715027,8.41258430480957,null,{"v":-2.2687137546743057,"d":"-2.26871"},{"v":0.004459696328614056,"d":"0.00446"},{"v":-2.8659054511412443E-3,"d":"-0.00287"},{"v":-3.416939754893638E-3,"d":"-0.00342"},"OK"]
[{"$nulls":13},0.26714205741882324,0.14839200675487518,8.497851371765137,null,{"v":0.13539561869646355,"d":"0.13540"},{"v":1.7844565345030139E-4,"d":"0.00018"},{"v":1.7681252011785562E-4,"d":"0.00018"},{"v":2.4087008217667139E-5,"d":"0.00002"},"OK"]
[{"$nulls":13},0.2738954424858093,0.1522589474916458,8.725120544433594,null,{"v":1.2844986286600288,"d":"1.28450"},{"v":0.007853458685194345,"d":"0.00785"},{"v":2.2178368795306657E-3,"d":"0.00222"},{"v":0.00753379140246451,"d":"0.00753"},"OK"]
[{"$nulls":13},0.26173895597457886,0.14469489455223083,8.307319641113281,null,{"v":-1.730027414765921,"d":"-1.73003"},{"v":0.006492873917308281,"d":"0.00649"},{"v":-1.0295040412488245E-3,"d":"-0.00103"},{"v":-0.006410735771743718,"d":"-0.00641"},"OK"]
[{"$nulls":13},0.26411059498786926,0.14306941628456116,8.257797241210938,null,{"v":-1.2743648561113479,"d":"-1.27436"},{"v":0.006151414537690968,"d":"0.00615"},{"v":1.7968846933159846E-3,"d":"0.00180"},{"v":-0.005883120448660091,"d":"-0.00588"},"OK"]
[{"$nulls":13},0.2626895308494568,0.1445140242576599,8.281632423400879,null,{"v":-1.6098887449028663,"d":"-1.60989"},{"v":0.005870957921524257,"d":"0.00587"},{"v":-2.2945148939077951E-4,"d":"-0.00023"},{"v":-0.005866472443498288,"d":"-0.00587"},"OK"]
[{"$nulls":13},0.258969783782959,0.14574939012527466,8.318695068359375,null,{"v":-2.0261876771924348,"d":"-2.02619"},{"v":0.008488240522944982,"d":"0.00849"},{"v":-3.7332454466469335E-3,"d":"-0.00373"},{"v":-0.007623195236280862,"d":"-0.00762"},"NG"]
[{"$nulls":13},0.2664450705051422,0.14690513908863068,8.438179969787598,null,{"v":-1.120244216562166,"d":"-1.12024"},{"v":1.6886468165003908E-3,"d":"0.00169"},{"v":7.3534255658422342E-4,"d":"0.00074"},{"v":-0.001520131374372979,"d":"-0.00152"},"OK"]
[{"$nulls":13},0.2626555263996124,0.14699317514896393,8.415545463562012,null,{"v":-2.022340126685154,"d":"-2.02234"},{"v":0.004598366231191743,"d":"0.00460"},{"v":-2.0065206732919876E-3,"d":"-0.00201"},{"v":-4.1374928137480095E-3,"d":"-0.00414"},"OK"]
[{"$nulls":13},0.26957181096076965,0.15084362030029297,8.64333724975586,null,{"v":1.5244063085972348,"d":"1.52441"},{"v":0.003479478082971667,"d":"0.00348"},{"v":1.6135516342648585E-4,"d":"0.00016"},{"v":0.003475734777153717,"d":"0.00348"},"OK"]
[{"$nulls":13},0.26546987891197205,0.14562416076660156,8.360086441040039,null,{"v":-1.2743641758366646,"d":"-1.27436"},{"v":3.2575637891500407E-3,"d":"0.00326"},{"v":9.5156642615723834E-4,"d":"0.00095"},{"v":-0.003115484420919468,"d":"-0.00312"},"OK"]
[{"$nulls":13},0.2652203440666199,0.14899982511997223,8.475775718688965,null,{"v":3.6531895254522797,"d":"3.65319"},{"v":1.848513021801687E-3,"d":"0.00185"},{"v":-1.6118365104117207E-3,"d":"-0.00161"},{"v":-0.000904977046932225,"d":"-0.00090"},"OK"]
[{"$nulls":13},0.27275559306144714,0.15385586023330688,8.729762077331543,null,{"v":1.5348369875467318,"d":"1.53484"},{"v":0.007862066543072277,"d":"0.00786"},{"v":2.8265379344083805E-4,"d":"0.00028"},{"v":7.856983973558173E-3,"d":"0.00786"},"OK"]
[{"$nulls":13},0.27269938588142395,0.15028446912765503,8.639551162719727,null,{"v":1.0888281846673373,"d":"1.08883"},{"v":5.97221311516329E-3,"d":"0.00597"},{"v":0.002768264184370813,"d":"0.00277"},{"v":0.005291884626336651,"d":"0.00529"},"OK"]
[{"$nulls":13},0.26691514253616333,0.14524978399276733,8.3894624710083,null,{"v":-0.8115004872912208,"d":"-0.81150"},{"v":0.003251323558620428,"d":"0.00325"},{"v":2.2382464909220666E-3,"d":"0.00224"},{"v":-2.3582530671484897E-3,"d":"-0.00236"},"OK"]
[{"$nulls":13},0.26386088132858276,0.150791734457016,8.523348808288574,null,{"v":3.2963761055439855,"d":"3.29638"},{"v":3.8866583146341563E-3,"d":"0.00389"},{"v":-3.840193074743327E-3,"d":"-0.00384"},{"v":-5.9919112427355987E-4,"d":"-0.00060"},"OK"]
[{"$nulls":13},0.26655036211013794,0.14875124394893646,8.557940483093262,null,{"v":3.4174397081642534,"d":"3.41744"},{"v":5.1507062998855922E-4,"d":"0.00052"},{"v":-4.9559830102494779E-4,"d":"-0.00050"},{"v":-1.4028570097481951E-4,"d":"-0.00014"},"OK"]
[{"$nulls":13},0.2717816233634949,0.14898714423179626,8.560840606689453,null,{"v":0.8869262893853713,"d":"0.88693"},{"v":4.8063740483749555E-3,"d":"0.00481"},{"v":3.0366553156881875E-3,"d":"0.00304"},{"v":3.725581295126297E-3,"d":"0.00373"},"OK"]
[{"$nulls":13},0.2618361711502075,0.14622505009174347,8.30185317993164,null,{"$f":"(ATAN2($N643-$A$3, $O643-$A$6))-$C$15","v":{"v":-1.9412228461135435,"d":"-1.94122"}},{"$f":"SQRT(($N643-$A$3)^2+($O643-$A$6)^2)","v":{"v":0.005642740954095417,"d":"0.00564"}},{"v":-2.0427458895871014E-3,"d":"-0.00204"},{"v":-0.005260010903562906,"d":"-0.00526"},{"$f":"IF(($T643/$A$9)^2 +($U643/$A$12)^2<=1, \"OK\", \"NG\")","v":"OK"}]
[{"$nulls":13},0.26786407828330994,0.14561305940151215,8.336305618286133,null,{"v":-0.49457830199499564,"d":"-0.49458"},{"v":3.013479268036399E-3,"d":"0.00301"},{"$f":"$S644*COS($R644)","v":{"v":2.652370887677983E-3,"d":"0.00265"}},{"$f":"$S644*SIN($R644)","v":{"v":-1.4303796604690304E-3,"d":"-0.00143"}},"OK"]
[{"$nulls":13},0.26633644104003906,0.15266549587249756,8.570721626281738,null,{"v":2.514166089457051,"d":"2.51417"},{"v":0.004218016874923417,"d":"0.00422"},{"v":-0.003414657418753085,"d":"-0.00341"},{"v":2.4762433381421197E-3,"d":"0.00248"},"OK"]
[{"$nulls":13},0.2635032534599304,0.1477290540933609,8.407048225402832,null,{"v":-2.139190964545213,"d":"-2.13919"},{"v":0.003580725339432258,"d":"0.00358"},{"v":-1.9274321120612951E-3,"d":"-0.00193"},{"v":-3.0177142690863217E-3,"d":"-0.00302"},"OK"]
[{"$nulls":13},0.27431604266166687,0.1520911455154419,8.702961921691895,null,{"v":1.2417062819254572,"d":"1.24171"},{"v":8.149896093841192E-3,"d":"0.00815"},{"v":0.002633900031318084,"d":"0.00263"},{"v":0.007712546723711339,"d":"0.00771"},"OK"]
[{"$nulls":13},0.2681117355823517,0.14560046792030334,8.346338272094727,null,{"v":-0.4192669909877147,"d":"-0.41927"},{"v":3.1053570304003333E-3,"d":"0.00311"},{"v":0.002836394564988674,"d":"0.00284"},{"v":-0.001264163026654192,"d":"-0.00126"},"OK"]
[{"$nulls":13},0.268551766872406,0.15055130422115326,8.596578598022461,null,{"v":1.7085602255229184,"d":"1.70856"},{"v":2.5721254701156935E-3,"d":"0.00257"},{"v":-3.532262467551474E-4,"d":"-0.00035"},{"v":0.00254775600335298,"d":"0.00255"},"OK"]
[{"$nulls":13},0.2632473111152649,0.15145018696784973,8.535598754882812,null,{"v":3.260750490088276,"d":"3.26075"},{"v":0.004773497356329526,"d":"0.00477"},{"v":-4.739648968814316E-3,"d":"-0.00474"},{"v":-0.000567454547344857,"d":"-0.00057"},"OK"]
[{"$nulls":13},0.26363685727119446,0.14667624235153198,8.410486221313477,null,{"v":-1.859299355388329,"d":"-1.85930"},{"v":3.8258098455965185E-3,"d":"0.00383"},{"v":-1.0885096291640768E-3,"d":"-0.00109"},{"v":-3.6676924301092015E-3,"d":"-0.00367"},"OK"]
[{"$nulls":13},0.26609551906585693,0.14919324219226837,8.560223579406738,null,{"v":3.273042629526236,"d":"3.27304"},{"v":1.1395922504867295E-3,"d":"0.00114"},{"v":-1.1297608571441149E-3,"d":"-0.00113"},{"v":-1.4936834682891721E-4,"d":"-0.00015"},"OK"]
[{"$nulls":13},0.264296293258667,0.14614716172218323,8.442435264587402,null,{"v":-1.640074254605064,"d":"-1.64007"},{"v":0.003584114689109348,"d":"0.00358"},{"v":-2.4810146985685018E-4,"d":"-0.00025"},{"v":-3.5755172724158766E-3,"d":"-0.00358"},"OK"]
[{"$nulls":13},0.26912209391593933,0.14813132584095,8.491904258728027,null,{"v":0.6133837510540459,"d":"0.61338"},{"v":2.1538809678387223E-3,"d":"0.00215"},{"v":1.7612389961878948E-3,"d":"0.00176"},{"v":1.2398550003629165E-3,"d":"0.00124"},"OK"]
[{"$nulls":13},0.2664661407470703,0.14820927381515503,8.481711387634277,null,{"v":-1.8575262000659731,"d":"-1.85753"},{"v":6.078876676600441E-4,"d":"0.00061"},{"v":-1.7192104117340934E-4,"d":"-0.00017"},{"v":-5.8306995471814446E-4,"d":"-0.00058"},"OK"]
[{"$nulls":13},0.270702987909317,0.15456894040107727,8.757267951965332,null,{"v":1.808342289727966,"d":"1.80834"},{"v":0.007109441401993262,"d":"0.00711"},{"v":-0.0016729810508889,"d":"-0.00167"},{"v":6.909796773548596E-3,"d":"0.00691"},"OK"]
[{"$nulls":13},0.26765549182891846,0.15305864810943604,8.710169792175293,null,{"v":2.2133825348168754,"d":"2.21338"},{"v":0.004605533858679539,"d":"0.00461"},{"v":-2.7599482739848573E-3,"d":"-0.00276"},{"v":3.6869537084660625E-3,"d":"0.00369"},"OK"]
[{"$nulls":13},0.2713140845298767,0.15013056993484497,8.601465225219727,null,{"v":1.146765134981857,"d":"1.14677"},{"v":0.004611950091159028,"d":"0.00461"},{"v":1.8975313675599985E-3,"d":"0.00190"},{"v":0.004203505483815579,"d":"0.00420"},"OK"]
[{"$nulls":13},0.2601020932197571,0.14655782282352448,8.382712364196777,null,{"v":-2.0817394446305033,"d":"-2.08174"},{"v":0.007166112623573807,"d":"0.00717"},{"v":-3.5042300085508624E-3,"d":"-0.00350"},{"v":-0.006250883312054025,"d":"-0.00625"},"OK"]
[{"$nulls":13},0.2659483850002289,0.14881587028503418,8.459983825683594,null,{"v":3.6351974967450666,"d":"3.63520"},{"v":1.0980292094071172E-3,"d":"0.00110"},{"v":-9.6695811805865906E-4,"d":"-0.00097"},{"v":-5.2025007701265676E-4,"d":"-0.00052"},"OK"]
[{"$nulls":13},0.27147582173347473,0.1494920402765274,8.572094917297363,null,{"v":1.0035162950572298,"d":"1.00352"},{"v":0.004584443706721373,"d":"0.00458"},{"v":2.46340549237939E-3,"d":"0.00246"},{"v":0.003866362305864811,"d":"0.00387"},"OK"]
[{"$nulls":13},0.2745075225830078,0.1532610058784485,8.72037124633789,null,{"v":1.3505607033328526,"d":"1.35056"},{"v":0.008889885955904788,"d":"0.00889"},{"v":0.001942080586436015,"d":"0.00194"},{"v":0.008675159670275904,"d":"0.00868"},"OK"]
[{"$nulls":13},0.2689882516860962,0.15415696799755096,8.741294860839844,null,{"v":2.01821114404316,"d":"2.01821"},{"v":0.005996201438625968,"d":"0.00600"},{"v":-2.5941741820793827E-3,"d":"-0.00259"},{"v":0.005405986681967769,"d":"0.00541"},"OK"]
[{"$nulls":13},0.27271726727485657,0.15159858763217926,8.662639617919922,null,{"v":1.282055449331416,"d":"1.28206"},{"v":6.5029524376578355E-3,"d":"0.00650"},{"v":1.8516861330922737E-3,"d":"0.00185"},{"v":0.006233750786721728,"d":"0.00623"},"OK"]
[{"$nulls":13},0.2771378457546234,0.15300048887729645,8.805665969848633,null,{"v":1.2031924122756323,"d":"1.20319"},{"v":0.011091903203652867,"d":"0.01109"},{"v":0.003986213275926502,"d":"0.00399"},{"v":0.010350865683508412,"d":"0.01035"},"NG"]
[{"$nulls":13},0.26434314250946045,0.14855267107486725,8.431337356567383,null,{"v":3.9071688368743906,"d":"3.90717"},{"v":2.6573795301318686E-3,"d":"0.00266"},{"v":-1.9159260224178216E-3,"d":"-0.00192"},{"v":-1.8414378739957794E-3,"d":"-0.00184"},"OK"]
[{"$nulls":13},0.2647131681442261,0.14495877921581268,8.335894584655762,null,{"v":-1.3587975253691216,"d":"-1.35880"},{"v":4.2154293469281005E-3,"d":"0.00422"},{"v":8.8698691752642125E-4,"d":"0.00089"},{"v":-4.1210555428287604E-3,"d":"-0.00412"},"OK"]
[{"$nulls":13},0.26465657353401184,0.14992570877075195,8.540437698364258,null,{"v":3.380427660941424,"d":"3.38043"},{"v":0.002743044494807346,"d":"0.00274"},{"v":-2.6651810851081124E-3,"d":"-0.00267"},{"v":-6.489244055164164E-4,"d":"-0.00065"},"OK"]
[{"$nulls":13},0.272026002407074,0.15082038938999176,8.663372993469238,null,{"v":1.2179200896801294,"d":"1.21792"},{"v":0.005535784236862885,"d":"0.00554"},{"v":1.9131573116454121E-3,"d":"0.00191"},{"v":5.194683456958402E-3,"d":"0.00519"},"OK"]
[{"$nulls":13},0.26951539516448975,0.15013085305690765,8.569498062133789,null,{"v":1.3606116285321723,"d":"1.36061"},{"v":0.002997814958726336,"d":"0.00300"},{"v":6.2546572251632267E-4,"d":"0.00063"},{"v":2.9318402338327576E-3,"d":"0.00293"},"OK"]
[{"$nulls":13},0.2656891644001007,0.1507214456796646,8.548338890075684,null,{"v":2.8892895882614216,"d":"2.88929"},{"v":2.5793624944284153E-3,"d":"0.00258"},{"v":-2.497700045837947E-3,"d":"-0.00250"},{"v":6.4389856241887521E-4,"d":"0.00064"},"OK"]
[{"$nulls":13},0.26451143622398376,0.15026810765266418,8.5430908203125,null,{"v":3.309257094624963,"d":"3.30926"},{"v":0.003052728998569958,"d":"0.00305"},{"v":-3.00992123250297E-3,"d":"-0.00301"},{"v":-5.0943941036961273E-4,"d":"-0.00051"},"OK"]
[{"$nulls":13},0.2701430320739746,0.14893384277820587,8.508246421813965,null,{"v":0.9225645954710311,"d":"0.92256"},{"v":0.003172833146295978,"d":"0.00317"},{"v":1.9156861225560662E-3,"d":"0.00192"},{"v":0.002529232463432442,"d":"0.00253"},"OK"]
[{"$nulls":13},0.26508137583732605,0.15075306594371796,8.548395156860352,null,{"v":3.0615943740329468,"d":"3.06159"},{"v":2.9592946498005384E-3,"d":"0.00296"},{"v":-2.9498303632385626E-3,"d":"-0.00295"},{"v":2.3648605128831759E-4,"d":"0.00024"},"OK"]
[{"$nulls":13},0.272539883852005,0.1483212262392044,8.508124351501465,null,{"v":0.7531390497401371,"d":"0.75314"},{"v":0.005542767643628464,"d":"0.00554"},{"v":0.004043701577295362,"d":"0.00404"},{"v":0.003790877300181799,"d":"0.00379"},"OK"]
[{"$nulls":13},0.2669629752635956,0.14841559529304504,8.478415489196777,null,{"v":-1.1987795208986007,"d":"-1.19878"},{"v":9.2168246495030322E-5,"d":"0.00009"},{"v":3.3502698468688173E-5,"d":"0.00003"},{"v":-8.5863582835127655E-5,"d":"-0.00009"},"OK"]
[{"$nulls":13},0.2677503228187561,0.14929193258285522,8.519123077392578,null,{"v":1.597769597501677,"d":"1.59777"},{"v":1.0909360880151688E-3,"d":"0.00109"},{"v":-2.942254635807681E-5,"d":"-0.00003"},{"v":1.0905392528009466E-3,"d":"0.00109"},"OK"]
[{"$nulls":13},0.2615815997123718,0.14509797096252441,8.321871757507324,null,{"v":-1.7955369219367112,"d":"-1.79554"},{"v":0.006397879590051399,"d":"0.00640"},{"v":-0.001425789784372505,"d":"-0.00143"},{"v":-0.006236985388757558,"d":"-0.00624"},"OK"]
[{"$nulls":13},0.26821422576904297,0.14968854188919067,8.534344673156738,null,{"v":1.5601074440766265,"d":"1.56011"},{"v":1.6991103673890358E-3,"d":"0.00170"},{"v":1.8161245610722581E-5,"d":"0.00002"},{"v":1.6990133047527236E-3,"d":"0.00170"},"OK"]
[{"$nulls":13},0.2673278748989105,0.15012913942337036,8.51968765258789,null,{"v":2.1575910493938446,"d":"2.15759"},{"v":0.001661805406813659,"d":"0.00166"},{"v":-9.2013296936305515E-4,"d":"-0.00092"},{"v":1.383818098164003E-3,"d":"0.00138"},"OK"]
[{"$nulls":13},0.27073779702186584,0.1533268541097641,8.750004768371582,null,{"v":1.6972747702435633,"d":"1.69727"},{"v":6.104887154863365E-3,"d":"0.00610"},{"v":-7.7007965195214538E-4,"d":"-0.00077"},{"v":0.006056122893672566,"d":"0.00606"},"OK"]
[{"$nulls":13},0.26105350255966187,0.1450584977865219,8.31760025024414,null,{"v":-1.8315507325382012,"d":"-1.83155"},{"v":6.870572704900422E-3,"d":"0.00687"},{"v":-1.7712991117526868E-3,"d":"-0.00177"},{"v":-6.6383182169904185E-3,"d":"-0.00664"},"OK"]
[{"$nulls":13},0.262880802154541,0.14549700915813446,8.353184700012207,null,{"v":-1.726254245539626,"d":"-1.72625"},{"v":5.097621493045784E-3,"d":"0.00510"},{"v":-7.8927754144885744E-4,"d":"-0.00079"},{"v":-0.005036147917697293,"d":"-0.00504"},"OK"]
[{"$nulls":13},0.2674257457256317,0.14750447869300842,8.467194557189941,null,{"v":-0.38127571106271985,"d":"-0.38128"},{"v":1.082738239634985E-3,"d":"0.00108"},{"v":1.0049875566447955E-3,"d":"0.00100"},{"v":-4.0289217733407263E-4,"d":"-0.00040"},"OK"]
[{"$nulls":13},0.2626400887966156,0.14807620644569397,8.445889472961426,null,{"v":-2.259296562317429,"d":"-2.25930"},{"v":0.004380459642328447,"d":"0.00438"},{"v":-2.7832554812113816E-3,"d":"-0.00278"},{"v":-3.3825900733572586E-3,"d":"-0.00338"},"OK"]
[{"$nulls":13},0.26862552762031555,0.1499905288219452,8.584356307983398,null,{"v":1.5274997965336234,"d":"1.52750"},{"v":2.205451476105976E-3,"d":"0.00221"},{"v":9.5458565779702338E-5,"d":"0.00010"},{"v":2.2033846408825923E-3,"d":"0.00220"},"OK"]
[{"$nulls":13},0.2651645243167877,0.14701023697853088,8.412160873413086,null,{"v":-1.6743904166313532,"d":"-1.67439"},{"v":2.3639722595242977E-3,"d":"0.00236"},{"v":-2.4445576746065728E-4,"d":"-0.00024"},{"v":-0.002351298837144193,"d":"-0.00235"},"OK"]
[{"$nulls":13},0.26394033432006836,0.1462230384349823,8.428253173828125,null,{"v":-1.716424484608269,"d":"-1.71642"},{"v":3.8139360300769943E-3,"d":"0.00381"},{"v":-5.5345538731827674E-4,"d":"-0.00055"},{"v":-3.7735653135685674E-3,"d":"-0.00377"},"OK"]
[{"$nulls":13},0.2638717293739319,0.1472446769475937,8.365135192871094,null,{"v":-1.9745822292898891,"d":"-1.97458"},{"v":3.3707436977354678E-3,"d":"0.00337"},{"v":-1.3243739301431676E-3,"d":"-0.00132"},{"v":-3.0996688160157553E-3,"d":"-0.00310"},"OK"]
[{"$nulls":13},0.2667659521102905,0.14942236244678497,8.468657493591309,null,{"v":2.6046978284749063,"d":"2.60470"},{"v":9.5159387236185987E-4,"d":"0.00095"},{"v":-8.1770559076945544E-4,"d":"-0.00082"},{"v":4.8671189089749545E-4,"d":"0.00049"},"OK"]
[{"$nulls":13},0.26322656869888306,0.1491212546825409,8.448892593383789,null,{"v":3.7638154633241747,"d":"3.76382"},{"v":0.003824230793875837,"d":"0.00382"},{"v":-3.1075122602299454E-3,"d":"-0.00311"},{"v":-2.2289254624928106E-3,"d":"-0.00223"},"OK"]
[{"$nulls":13},0.2698916792869568,0.14871777594089508,8.546347618103027,null,{"v":0.8605674988941182,"d":"0.86057"},{"v":2.8998681795984393E-3,"d":"0.00290"},{"v":0.001890735188237617,"d":"0.00189"},{"v":0.002198716877410011,"d":"0.00220"},"OK"]
[{"$nulls":13},0.2705043852329254,0.14931368827819824,8.558598518371582,null,{"v":1.0135468964484275,"d":"1.01355"},{"v":3.5976109398909214E-3,"d":"0.00360"},{"v":1.902610062805561E-3,"d":"0.00190"},{"v":0.003053339061377537,"d":"0.00305"},"OK"]
[{"$nulls":13},0.2655450701713562,0.1490791290998459,8.44916820526123,null,{"v":3.5481699967082285,"d":"3.54817"},{"v":1.5659538053741661E-3,"d":"0.00157"},{"v":-1.4382968616681148E-3,"d":"-0.00144"},{"v":-6.1928463430112963E-4,"d":"-0.00062"},"OK"]
[{"$nulls":13},0.27025502920150757,0.1492723524570465,8.51435661315918,null,{"v":1.0183694469481401,"d":"1.01837"},{"v":3.3454063162152202E-3,"d":"0.00335"},{"v":0.001755517561502541,"d":"0.00176"},{"v":2.847788881189907E-3,"d":"0.00285"},"OK"]
[{"$nulls":13},0.2686048448085785,0.14848509430885315,8.479140281677246,null,{"v":0.776110497404622,"d":"0.77611"},{"v":1.60491402861644E-3,"d":"0.00160"},{"v":0.001145336562186073,"d":"0.00115"},{"v":1.1242567316096619E-3,"d":"0.00112"},"OK"]
[{"$nulls":13},0.26785215735435486,0.15168218314647675,8.621769905090332,null,{"v":2.094543481585049,"d":"2.09454"},{"v":3.2943074741592854E-3,"d":"0.00329"},{"v":-1.6475770379489583E-3,"d":"-0.00165"},{"v":0.002852709525753554,"d":"0.00285"},"OK"]
[{"$nulls":13},0.27250853180885315,0.153259739279747,8.674373626708984,null,{"v":1.4980022368169839,"d":"1.49800"},{"v":0.007280044004009415,"d":"0.00728"},{"v":5.2947627503276173E-4,"d":"0.00053"},{"v":0.007260764117810938,"d":"0.00726"},"OK"]
[{"$nulls":13},0.2782907485961914,0.1573055386543274,8.990105628967285,null,{"v":1.447755882640277,"d":"1.44776"},{"v":0.014318467615469605,"d":"0.01432"},{"v":0.001757308802564254,"d":"0.00176"},{"v":0.014210220991514595,"d":"0.01421"},"NG"]
[{"$nulls":13},0.2654832601547241,0.14680951833724976,8.408580780029297,null,{"v":-1.5166771583253733,"d":"-1.51668"},{"v":2.271173267353759E-3,"d":"0.00227"},{"v":1.2285401731178369E-4,"d":"0.00012"},{"v":-2.2678480770926225E-3,"d":"-0.00227"},"OK"]
[{"$nulls":13},0.26359307765960693,0.14562338590621948,8.310393333435059,null,{"v":-1.654993262581761,"d":"-1.65499"},{"v":0.004458926830304142,"d":"0.00446"},{"v":-3.7498455729889738E-4,"d":"-0.00037"},{"v":-0.004443131222436885,"d":"-0.00444"},"OK"]
[{"$nulls":13},0.26874738931655884,0.14889386296272278,8.52251148223877,null,{"v":1.0070940671978956,"d":"1.00709"},{"v":1.7912279187832798E-3,"d":"0.00179"},{"v":9.5708766331216444E-4,"d":"0.00096"},{"v":1.5140940069111762E-3,"d":"0.00151"},"OK"]
[{"$nulls":13},0.2643006145954132,0.14471891522407532,8.32971477508545,null,{"v":-1.4054042823333708,"d":"-1.40540"},{"v":4.645781273932904E-3,"d":"0.00465"},{"v":7.6487696067823363E-4,"d":"0.00076"},{"v":-0.004582384409916879,"d":"-0.00458"},"OK"]
[{"$nulls":13},0.26376330852508545,0.14797668159008026,8.427667617797852,null,{"v":-2.1958985424679924,"d":"-2.19590"},{"v":3.278724426045218E-3,"d":"0.00328"},{"v":-1.9186444941467738E-3,"d":"-0.00192"},{"v":-0.002658728486894782,"d":"-0.00266"},"OK"]
[{"$nulls":13},0.264964759349823,0.14740964770317078,8.467814445495605,null,{"v":-1.8643682086137372,"d":"-1.86437"},{"v":2.3089115694053153E-3,"d":"0.00231"},{"v":-6.6813696211642033E-4,"d":"-0.00067"},{"v":-2.2101279680569533E-3,"d":"-0.00221"},"OK"]
[{"$nulls":13},0.2654326856136322,0.14758585393428802,8.38632583618164,null,{"v":-1.828177483262373,"d":"-1.82818"},{"v":1.8144248166215608E-3,"d":"0.00181"},{"v":-4.6185974879197673E-4,"d":"-0.00046"},{"v":-1.7546575129118492E-3,"d":"-0.00175"},"OK"]
[{"$nulls":13},0.2697109282016754,0.14974099397659302,8.558150291442871,null,{"$f":"(ATAN2($N707-$A$3, $O707-$A$6))-$C$15","v":{"v":1.214698578756873,"d":"1.21470"}},{"$f":"SQRT(($N707-$A$3)^2+($O707-$A$6)^2)","v":{"v":2.9814757695777413E-3,"d":"0.00298"}},{"v":1.039400458453941E-3,"d":"0.00104"},{"v":2.7944309709751146E-3,"d":"0.00279"},{"$f":"IF(($T707/$A$9)^2 +($U707/$A$12)^2<=1, \"OK\", \"NG\")","v":"OK"}]
[{"$nulls":13},0.26431500911712646,0.14944611489772797,8.487510681152344,null,{"v":3.5882046572592636,"d":"3.58820"},{"v":0.002846806885058574,"d":"0.00285"},{"$f":"$S708*COS($R708)","v":{"v":-2.5675795206690096E-3,"d":"-0.00257"}},{"$f":"$S708*SIN($R708)","v":{"v":-1.2295710007388754E-3,"d":"-0.00123"}},"OK"]
[{"$nulls":13},0.2622309625148773,0.14696404337882996,8.409402847290039,null,{"v":-2.044616337475435,"d":"-2.04462"},{"v":0.005010277564828269,"d":"0.00501"},{"v":-2.2861334030253857E-3,"d":"-0.00229"},{"v":-0.004458304087900808,"d":"-0.00446"},"OK"]
[{"$nulls":13},0.2682761549949646,0.15185491740703583,8.662283897399902,null,{"v":1.9927124728551036,"d":"1.99271"},{"v":3.5894348272680903E-3,"d":"0.00359"},{"v":-0.001469906998051285,"d":"-0.00147"},{"v":3.2746626996203692E-3,"d":"0.00327"},"OK"]
[{"$nulls":13},0.267587810754776,0.14862346649169922,8.562496185302734,null,{"v":0.9924331008815963,"d":"0.99243"},{"v":6.0063754295151177E-4,"d":"0.00060"},{"v":3.2834097722664741E-4,"d":"0.00033"},{"v":5.0294896428631738E-4,"d":"0.00050"},"OK"]
[{"$nulls":13},0.2656034529209137,0.14975854754447937,8.563004493713379,null,{"v":3.193521299980724,"d":"3.19352"},{"v":1.8799695917273765E-3,"d":"0.00188"},{"v":-1.8774354130152474E-3,"d":"-0.00188"},{"v":-9.75804067211558e-05,"d":"-0.00010"},"OK"]
[{"$nulls":13},0.26455578207969666,0.14709122478961945,8.441695213317871,null,{"v":-1.8333308208242851,"d":"-1.83333"},{"v":2.821143178804443E-3,"d":"0.00282"},{"v":-7.3216856171659538E-4,"d":"-0.00073"},{"v":-2.7244775705717763E-3,"d":"-0.00272"},"OK"]
[{"$nulls":13},0.26542574167251587,0.14630401134490967,8.443471908569336,null,{"v":-1.4073627728092175,"d":"-1.40736"},{"v":2.7019725118769427E-3,"d":"0.00270"},{"v":4.3962973071966363E-4,"d":"0.00044"},{"v":-2.6659672081265273E-3,"d":"-0.00267"},"OK"]
[{"$nulls":13},0.26675838232040405,0.149167001247406,8.483988761901855,null,{"v":2.703735828206807,"d":"2.70374"},{"v":7.0941508803697866E-4,"d":"0.00071"},{"v":-6.4249060479754116E-4,"d":"-0.00064"},{"v":3.0079160540381439E-4,"d":"0.00030"},"OK"]
[{"$nulls":13},0.26971888542175293,0.1488170623779297,8.528226852416992,null,{"v":0.9014886554393591,"d":"0.90149"},{"v":2.7373100825662695E-3,"d":"0.00274"},{"v":1.6983453614975133E-3,"d":"0.00170"},{"v":0.002146739276483951,"d":"0.00215"},"OK"]
[{"$nulls":13},0.2693450152873993,0.1482798308134079,8.50222110748291,null,{"v":0.691784420915645,"d":"0.69178"},{"v":0.002355328250766958,"d":"0.00236"},{"v":1.8138593365537462E-3,"d":"0.00181"},{"v":1.5024930868585522E-3,"d":"0.00150"},"OK"]
[{"$nulls":13},0.27113109827041626,0.14963865280151367,8.572413444519043,null,{"v":1.0543495776220704,"d":"1.05435"},{"v":0.00428514913652151,"d":"0.00429"},{"v":2.1159784833919624E-3,"d":"0.00212"},{"v":3.7262767181267266E-3,"d":"0.00373"},"OK"]
[{"$nulls":13},0.26407289505004883,0.1453215330839157,8.333169937133789,null,{"v":-1.5296502877363385,"d":"-1.52965"},{"v":0.004320948428837247,"d":"0.00432"},{"v":1.7773975078509628E-4,"d":"0.00018"},{"v":-0.004317291269495483,"d":"-0.00432"},"OK"]
[{"$nulls":13},0.2691068649291992,0.15213489532470703,8.640451431274414,null,{"v":1.83089366841433,"d":"1.83089"},{"v":0.004201350241466027,"d":"0.00420"},{"v":-1.0804806545227517E-3,"d":"-0.00108"},{"v":4.0600376114844966E-3,"d":"0.00406"},"OK"]
[{"$nulls":13},0.26366981863975525,0.14617572724819183,8.387611389160156,null,{"v":-1.7468512084292471,"d":"-1.74685"},{"v":0.004061077654628086,"d":"0.00406"},{"v":-7.1128479827944717E-4,"d":"-0.00071"},{"v":-0.003998302846540782,"d":"-0.00400"},"OK"]
[{"$nulls":13},0.26710110902786255,0.14756137132644653,8.45314884185791,null,{"v":-0.6780919886677137,"d":"-0.67809"},{"v":9.4405869644425937E-4,"d":"0.00094"},{"v":7.352055793265628E-4,"d":"0.00074"},{"v":-5.922158208450086E-4,"d":"-0.00059"},"OK"]
[{"$nulls":13},0.2714228630065918,0.1510578840970993,8.602746963500977,null,{"v":1.3097330746857088,"d":"1.30973"},{"v":0.005109255154058335,"d":"0.00511"},{"v":1.3187392336720181E-3,"d":"0.00132"},{"v":0.004936133614768324,"d":"0.00494"},"OK"]
[{"$nulls":13},0.26848646998405457,0.15128295123577118,8.608373641967773,null,{"v":1.8656137048327137,"d":"1.86561"},{"v":3.1550611078353945E-3,"d":"0.00316"},{"v":-9.1675068477005634E-4,"d":"-0.00092"},{"v":3.0189366962805196E-3,"d":"0.00302"},"OK"]
[{"$nulls":13},0.2710447609424591,0.15324407815933228,8.658864974975586,null,{"v":1.650197821451517,"d":"1.65020"},{"v":0.006234289748118556,"d":"0.00623"},{"v":-4.944919462515359E-4,"d":"-0.00049"},{"v":0.006214647727634166,"d":"0.00621"},"OK"]
[{"$nulls":13},0.2664088308811188,0.1480172723531723,8.497056007385254,null,{"v":-1.671434607277876,"d":"-1.67143"},{"v":7.6322140177711366E-4,"d":"0.00076"},{"v":-7.66797002509164e-05,"d":"-0.00008"},{"v":-7.5935968532708656E-4,"d":"-0.00076"},"OK"]
[{"$nulls":13},0.2742452621459961,0.15135647356510162,8.697416305541992,null,{"v":1.1609412968122799,"d":"1.16094"},{"v":0.007788020595268615,"d":"0.00779"},{"v":0.00310334216674455,"d":"0.00310"},{"v":0.0071430058230715,"d":"0.00714"},"OK"]
[{"$nulls":13},0.2692556381225586,0.14874576032161713,8.534687995910645,null,{"v":0.8939238704750763,"d":"0.89392"},{"v":0.002268986883087019,"d":"0.00227"},{"v":1.4211982224020018E-3,"d":"0.00142"},{"v":1.7687558023261256E-3,"d":"0.00177"},"OK"]
[{"$nulls":13},0.26519104838371277,0.15016241371631622,8.536715507507324,null,{"v":3.1837809389065006,"d":"3.18378"},{"v":0.002456812022574088,"d":"0.00246"},{"v":-2.4546259666598136E-3,"d":"-0.00245"},{"v":-1.0361794277034124E-4,"d":"-0.00010"},"OK"]
[{"$nulls":13},0.2700624167919159,0.14872175455093384,8.478072166442871,null,{"v":0.8576836147487646,"d":"0.85768"},{"v":3.0704350975502173E-3,"d":"0.00307"},{"v":0.002008651533658971,"d":"0.00201"},{"v":0.002322259827107569,"d":"0.00232"},"OK"]
[{"$nulls":13},0.26081350445747375,0.14668984711170197,8.337664604187012,null,{"v":-2.071542775697453,"d":"-2.07154"},{"v":0.006445880899978759,"d":"0.00645"},{"v":-0.003094541567600718,"d":"-0.00309"},{"v":-0.005654484332200618,"d":"-0.00565"},"OK"]
[{"$nulls":13},0.26991501450538635,0.1507101207971573,8.659506797790527,null,{"v":1.4341172389804064,"d":"1.43412"},{"v":3.6581338828205767E-3,"d":"0.00366"},{"v":0.000498435121104488,"d":"0.00050"},{"v":0.00362401792692717,"d":"0.00362"},"OK"]
[{"$nulls":13},0.2667606472969055,0.14518022537231445,8.38827133178711,null,{"v":-0.8573727032592406,"d":"-0.85737"},{"v":3.3283919984135445E-3,"d":"0.00333"},{"v":2.1781872317940426E-3,"d":"0.00218"},{"v":-2.5166830707009404E-3,"d":"-0.00252"},"OK"]
[{"$nulls":13},0.2651389241218567,0.14951057732105255,8.5369234085083,null,{"v":3.4295323227024714,"d":"3.42953"},{"v":0.002117751152999973,"d":"0.00212"},{"v":-2.0305654503674528E-3,"d":"-0.00203"},{"v":-6.0139329710825519E-4,"d":"-0.00060"},"OK"]
[{"$nulls":13},0.27074408531188965,0.15269766747951508,8.675130844116211,null,{"v":1.6278479566953545,"d":"1.62785"},{"v":5.624818849641844E-3,"d":"0.00562"},{"v":-3.2073102655324885E-4,"d":"-0.00032"},{"v":5.6156672533094676E-3,"d":"0.00562"},"OK"]
[{"$nulls":13},0.2692300081253052,0.15010321140289307,8.548317909240723,null,{"v":1.4087137044693558,"d":"1.40871"},{"v":0.00274649286205033,"d":"0.00275"},{"v":4.4321221284308936E-4,"d":"0.00044"},{"v":2.7104955221656695E-3,"d":"0.00271"},"OK"]
[{"$nulls":13},0.26604288816452026,0.14471332728862762,8.314173698425293,null,{"v":-1.032970905554605,"d":"-1.03297"},{"v":3.9057589900898374E-3,"d":"0.00391"},{"v":2.000801683123817E-3,"d":"0.00200"},{"v":-3.3543622215670876E-3,"d":"-0.00335"},"OK"]
[{"$nulls":13},0.2731400728225708,0.15113206207752228,8.645415306091309,null,{"v":1.1903728181717663,"d":"1.19037"},{"v":0.006680437489147197,"d":"0.00668"},{"v":0.002480538186299068,"d":"0.00248"},{"v":0.006202836073338987,"d":"0.00620"},"OK"]
[{"$nulls":13},0.2672359049320221,0.15226125717163086,8.643373489379883,null,{"v":2.293556835251259,"d":"2.29356"},{"v":0.003768647854084667,"d":"0.00377"},{"v":-2.4928004746985546E-3,"d":"-0.00249"},{"v":2.8264204289948844E-3,"d":"0.00283"},"OK"]
[{"$nulls":13},0.27499544620513916,0.1532844752073288,8.699148178100586,null,{"v":1.324640380837869,"d":"1.32464"},{"v":0.009317637202038827,"d":"0.00932"},{"v":0.002270499366745028,"d":"0.00227"},{"v":0.009036769093787245,"d":"0.00904"},"NG"]
[{"$nulls":13},0.269014835357666,0.15047642588615417,8.549952507019043,null,{"v":1.5611732318544282,"d":"1.56117"},{"v":0.002822378571694701,"d":"0.00282"},{"v":2.715959776779901E-5,"d":"0.00003"},{"v":2.8222478909923046E-3,"d":"0.00282"},"OK"]
[{"$nulls":13},0.2673879861831665,0.1477556675672531,8.497274398803711,null,{"v":-0.30489236639663586,"d":"-0.30489"},{"v":8.3938313586048971E-4,"d":"0.00084"},{"v":0.000800670171776109,"d":"0.00080"},{"v":-2.5197484952868874E-4,"d":"-0.00025"},"OK"]
[{"$nulls":13},0.27059850096702576,0.14732974767684937,8.456536293029785,null,{"v":0.47098040356852944,"d":"0.47098"},{"v":0.00378400577556703,"d":"0.00378"},{"v":3.372017789289371E-3,"d":"0.00337"},{"v":1.7170310824911306E-3,"d":"0.00172"},"OK"]
[{"$nulls":13},0.2648680508136749,0.14887778460979462,8.429489135742188,null,{"v":3.7516098622049903,"d":"3.75161"},{"v":2.1651624753052327E-3,"d":"0.00217"},{"v":-1.7746497862093048E-3,"d":"-0.00177"},{"v":-1.2403816673819197E-3,"d":"-0.00124"},"OK"]
[{"$nulls":13},0.2657286822795868,0.1464838683605194,8.44933795928955,null,{"v":-1.3479948335101017,"d":"-1.34799"},{"v":2.383492297858615E-3,"d":"0.00238"},{"v":5.2666297289465916E-4,"d":"0.00053"},{"v":-0.002324577735188286,"d":"-0.00232"},"OK"]
[{"$nulls":13},0.2638338804244995,0.1434190571308136,8.244354248046875,null,{"v":-1.3426561155980772,"d":"-1.34266"},{"v":0.005986676340533498,"d":"0.00599"},{"v":1.3539845357392537E-3,"d":"0.00135"},{"v":-0.005831553779507012,"d":"-0.00583"},"OK"]
[{"$nulls":13},0.2699625790119171,0.15101531147956848,8.61637020111084,null,{"v":1.4893274541280093,"d":"1.48933"},{"v":0.00388634355675109,"d":"0.00389"},{"v":3.1626590512827646E-4,"d":"0.00032"},{"v":3.8734535131267687E-3,"d":"0.00387"},"OK"]
[{"$nulls":13},0.274355411529541,0.15164509415626526,8.681056022644043,null,{"v":1.1894597977253474,"d":"1.18946"},{"v":0.007999605991589748,"d":"0.00800"},{"v":2.9771439655908046E-3,"d":"0.00298"},{"v":0.007424978776321509,"d":"0.00742"},"OK"]
[{"$nulls":13},0.2706194818019867,0.15450537204742432,8.756847381591797,null,{"v":1.81378667751332,"d":"1.81379"},{"v":7.0117859310519556E-3,"d":"0.00701"},{"v":-0.001687079171715794,"d":"-0.00169"},{"v":0.006805799424847965,"d":"0.00681"},"OK"]
[{"$nulls":13},0.2674075663089752,0.15039046108722687,8.521341323852539,null,{"v":2.143853554898975,"d":"2.14385"},{"v":1.9338959171916901E-3,"d":"0.00193"},{"v":-0.001048564953487877,"d":"-0.00105"},{"v":1.6249507552069554E-3,"d":"0.00162"},"OK"]
[{"$nulls":13},0.2693769633769989,0.15016183257102966,8.539084434509277,null,{"v":1.3955473903109998,"d":"1.39555"},{"v":2.9002831568191805E-3,"d":"0.00290"},{"v":0.000505673842336234,"d":"0.00051"},{"v":2.8558600026797427E-3,"d":"0.00286"},"OK"]
[{"$nulls":13},0.2638048827648163,0.14836695790290833,8.438385009765625,null,{"v":-2.3145793390897453,"d":"-2.31458"},{"v":3.1978859182539136E-3,"d":"0.00320"},{"v":-2.1652140946476313E-3,"d":"-0.00217"},{"v":-2.3533640327212265E-3,"d":"-0.00235"},"OK"]
[{"$nulls":13},0.26454558968544006,0.1490161120891571,8.51887321472168,null,{"v":3.71973097615891,"d":"3.71973"},{"v":2.508087255418439E-3,"d":"0.00251"},{"v":-2.1004765353348984E-3,"d":"-0.00210"},{"v":-1.3705838191441994E-3,"d":"-0.00137"},"OK"]
[{"$nulls":13},0.2696846127510071,0.1485428512096405,8.50335693359375,null,{"v":0.8013585923236874,"d":"0.80136"},{"v":0.002684954720109331,"d":"0.00268"},{"v":1.8680075001781171E-3,"d":"0.00187"},{"v":1.9286082620158188E-3,"d":"0.00193"},"OK"]
[{"$nulls":13},0.26379749178886414,0.1462254822254181,8.366711616516113,null,{"v":-1.738635623340528,"d":"-1.73864"},{"v":0.003928038944471113,"d":"0.00393"},{"v":-6.5618833056358208E-4,"d":"-0.00066"},{"v":-3.8728422152359784E-3,"d":"-0.00387"},"OK"]
[{"$nulls":13},0.27083081007003784,0.14953942596912384,8.564945220947266,null,{"v":1.0503521973937513,"d":"1.05035"},{"v":0.003969321369956364,"d":"0.00397"},{"v":1.973806626652589E-3,"d":"0.00197"},{"v":0.003443776929270331,"d":"0.00344"},"OK"]
[{"$nulls":13},0.26789429783821106,0.14829933643341064,8.524971961975098,null,{"v":0.5646728408842236,"d":"0.56467"},{"v":9.165339548458122E-4,"d":"0.00092"},{"v":7.7425463447190626E-4,"d":"0.00077"},{"v":4.904734971270927E-4,"d":"0.00049"},"OK"]
[{"$nulls":13},0.2648964524269104,0.1480654776096344,8.424063682556152,null,{"v":-2.1524930663747246,"d":"-2.15249"},{"v":2.1479576578648466E-3,"d":"0.00215"},{"v":-1.1801790246752718E-3,"d":"-0.00118"},{"v":-1.7946864822850708E-3,"d":"-0.00179"},"OK"]
[{"$nulls":13},0.264430433511734,0.14590728282928467,8.373679161071777,null,{"v":-1.5663117752315956,"d":"-1.56631"},{"v":0.003650322487800465,"d":"0.00365"},{"v":1.6370004549009709E-5,"d":"0.00002"},{"v":-3.6502857816742024E-3,"d":"-0.00365"},"OK"]
[{"$nulls":13},0.2627887725830078,0.14844943583011627,8.447968482971191,null,{"v":-2.344188076104869,"d":"-2.34419"},{"v":0.004211530967819523,"d":"0.00421"},{"v":-2.9420331962640464E-3,"d":"-0.00294"},{"v":-3.0135417310837437E-3,"d":"-0.00301"},"OK"]
[{"$nulls":13},0.26843100786209106,0.15077535808086395,8.562554359436035,null,{"v":1.7947845204331272,"d":"1.79478"},{"v":0.002687943060691449,"d":"0.00269"},{"v":-5.9704576539066972E-4,"d":"-0.00060"},{"v":0.002620796491822359,"d":"0.00262"},"OK"]
[{"$nulls":13},0.2676655948162079,0.15077611804008484,8.596986770629883,null,{"v":2.0717012394672034,"d":"2.07170"},{"v":0.002371440446598326,"d":"0.00237"},{"v":-1.1388118928618292E-3,"d":"-0.00114"},{"v":2.0801051089882274E-3,"d":"0.00208"},"OK"]
[{"$nulls":13},0.2643005847930908,0.14747749269008636,8.422603607177734,null,{"v":-1.994106580439329,"d":"-1.99411"},{"v":2.886583388388324E-3,"d":"0.00289"},{"v":-1.1857529453908368E-3,"d":"-0.00119"},{"v":-0.002631796650696321,"d":"-0.00263"},"OK"]
[{"$nulls":13},0.26628369092941284,0.152101531624794,8.580596923828125,null,{"v":2.5525226339300398,"d":"2.55252"},{"v":0.003672074172589228,"d":"0.00367"},{"v":-0.003053174435787275,"d":"-0.00305"},{"v":2.0401604333120274E-3,"d":"0.00204"},"OK"]
[{"$nulls":13},0.27139750123023987,0.15347103774547577,8.733869552612305,null,{"v":1.6319394378240308,"d":"1.63194"},{"v":0.006636959645568587,"d":"0.00664"},{"v":-4.0555155918142185E-4,"d":"-0.00041"},{"v":6.6245574395389925E-3,"d":"0.00662"},"OK"]
[{"$nulls":13},0.26577553153038025,0.1493505835533142,8.51175594329834,null,{"v":3.3198608908824503,"d":"3.31986"},{"v":0.001490910934382604,"d":"0.00149"},{"v":-1.467283356731482E-3,"d":"-0.00147"},{"v":-2.6437655970301888E-4,"d":"-0.00026"},"OK"]
[{"$nulls":13},0.26180484890937805,0.1499975323677063,8.499749183654785,null,{"v":3.646343048546438,"d":"3.64634"},{"v":0.005406680871543892,"d":"0.00541"},{"v":-0.004732441857718954,"d":"-0.00473"},{"v":-2.614611273216003E-3,"d":"-0.00261"},"OK"]
[{"$nulls":13},0.26586467027664185,0.1502523422241211,8.542787551879883,null,{"v":2.9310868734105693,"d":"2.93109"},{"v":2.0879839202393832E-3,"d":"0.00209"},{"v":-2.0418924159047555E-3,"d":"-0.00204"},{"v":4.362937233663393E-4,"d":"0.00044"},"OK"]
[{"$nulls":13},0.2728722095489502,0.1506602168083191,8.610318183898926,null,{"v":1.1379043315900825,"d":"1.13790"},{"v":0.006256946671158867,"d":"0.00626"},{"v":2.6247752386154752E-3,"d":"0.00262"},{"v":0.005679783146606665,"d":"0.00568"},"OK"]
[{"$nulls":13},0.2658986747264862,0.14767086505889893,8.412376403808594,null,{"v":-1.7108705950944216,"d":"-1.71087"},{"v":1.3785434736108024E-3,"d":"0.00138"},{"v":-1.9246762982246974E-4,"d":"-0.00019"},{"v":-1.3650415085650171E-3,"d":"-0.00137"},"OK"]
[{"$nulls":13},0.2665519118309021,0.1458568125963211,8.38761043548584,null,{"$f":"(ATAN2($N771-$A$3, $O771-$A$6))-$C$15","v":{"v":-0.953327297239601,"d":"-0.95333"}},{"$f":"SQRT(($N771-$A$3)^2+($O771-$A$6)^2)","v":{"v":2.6808995986892644E-3,"d":"0.00268"}},{"v":1.5521695541496053E-3,"d":"0.00155"},{"v":-0.002185861920026806,"d":"-0.00219"},{"$f":"IF(($T771/$A$9)^2 +($U771/$A$12)^2<=1, \"OK\", \"NG\")","v":"OK"}]
[{"$nulls":13},0.26976343989372253,0.14692561328411102,8.476947784423828,null,{"v":0.26754106823289436,"d":"0.26754"},{"v":3.1804549324561705E-3,"d":"0.00318"},{"$f":"$S772*COS($R772)","v":{"v":3.0673066112677345E-3,"d":"0.00307"}},{"$f":"$S772*SIN($R772)","v":{"v":0.000840787565237516,"d":"0.00084"}},"OK"]
[{"$nulls":13},0.25762277841567993,0.1432291865348816,8.270991325378418,null,{"v":-1.8441188897856975,"d":"-1.84412"},{"v":0.010757033012197737,"d":"0.01076"},{"v":-0.002903669027407005,"d":"-0.00290"},{"v":-0.010357724914516179,"d":"-0.01036"},"NG"]
[{"$nulls":13},0.27255427837371826,0.15107440948486328,8.594439506530762,null,{"v":1.219422020918738,"d":"1.21942"},{"v":6.1218945146505315E-3,"d":"0.00612"},{"v":2.1070854983561635E-3,"d":"0.00211"},{"v":0.005747850306951759,"d":"0.00575"},"OK"]
[{"$nulls":13},0.2689962685108185,0.14906558394432068,8.530905723571777,null,{"v":1.0614833734380804,"d":"1.06148"},{"v":2.0748429254665813E-3,"d":"0.00207"},{"v":1.011646758709517E-3,"d":"0.00101"},{"v":1.8115032434282998E-3,"d":"0.00181"},"OK"]
[{"$nulls":13},0.2679499685764313,0.15180373191833496,8.645465850830078,null,{"v":2.076203947482905,"d":"2.07620"},{"v":3.4375987090456152E-3,"d":"0.00344"},{"v":-1.664362020368422E-3,"d":"-0.00166"},{"v":0.003007820464985772,"d":"0.00301"},"OK"]
[{"$nulls":13},0.2697318196296692,0.14758522808551788,8.494024276733398,null,{"v":0.4622759526498532,"d":"0.46228"},{"v":2.8809106450167956E-3,"d":"0.00288"},{"v":2.5785296090868963E-3,"d":"0.00258"},{"v":1.2848467611482957E-3,"d":"0.00128"},"OK"]
[{"$nulls":13},0.26786062121391296,0.1471518576145172,8.472085952758789,null,{"v":-0.2172382008709346,"d":"-0.21724"},{"v":1.5994238854575736E-3,"d":"0.00160"},{"v":1.5618317191707276E-3,"d":"0.00156"},{"v":-0.000344729526389039,"d":"-0.00034"},"OK"]
[{"$nulls":13},0.26606911420822144,0.15123529732227325,8.562543869018555,null,{"v":2.684222892319319,"d":"2.68422"},{"v":2.889359755823166E-3,"d":"0.00289"},{"v":-0.00259238294101767,"d":"-0.00259"},{"v":1.2759116292639866E-3,"d":"0.00128"},"OK"]
[{"$nulls":13},0.26368600130081177,0.14367607235908508,8.278205871582031,null,{"v":-1.3873403321616316,"d":"-1.38734"},{"v":0.005852594746179192,"d":"0.00585"},{"v":1.0676809938047495E-3,"d":"0.00107"},{"v":-5.754382899883565E-3,"d":"-0.00575"},"OK"]
[{"$nulls":13},0.2630727291107178,0.14447204768657684,8.33383846282959,null,{"v":-1.5581409874596361,"d":"-1.55814"},{"v":0.005625642761233123,"d":"0.00563"},{"v":7.119251774955584E-5,"d":"0.00007"},{"v":-5.6251922724855465E-3,"d":"-0.00563"},"OK"]
[{"$nulls":13},0.2711171805858612,0.153795525431633,8.767026901245117,null,{"v":1.6953350654552954,"d":"1.69534"},{"v":0.006707739229700585,"d":"0.00671"},{"v":-8.332156310214649E-4,"d":"-0.00083"},{"v":0.006655788254285566,"d":"0.00666"},"OK"]
[{"$nulls":13},0.2607423961162567,0.1441081017255783,8.293662071228027,null,{"v":-1.7442281021667299,"d":"-1.74423"},{"v":0.007645023009691169,"d":"0.00765"},{"v":-0.001319253088049092,"d":"-0.00132"},{"v":-0.007530335192299235,"d":"-0.00753"},"OK"]
[{"$nulls":13},0.26471108198165894,0.14900065958499908,8.477306365966797,null,{"v":3.7116503082800585,"d":"3.71165"},{"v":0.002343033442940565,"d":"0.00234"},{"v":-1.9725292399679524E-3,"d":"-0.00197"},{"v":-1.2644896647301508E-3,"d":"-0.00126"},"OK"]
[{"$nulls":13},0.26717299222946167,0.15130098164081573,8.615697860717773,null,{"v":2.2945115530838063,"d":"2.29451"},{"v":0.002806318667514607,"d":"0.00281"},{"v":-0.001858269133654918,"d":"-0.00186"},{"v":0.002102917090744749,"d":"0.00210"},"OK"]
[{"$nulls":13},0.26870548725128174,0.14755548536777496,8.445624351501465,null,{"v":0.27963508178174845,"d":"0.27964"},{"v":1.9495626829552496E-3,"d":"0.00195"},{"v":1.8738343019847484E-3,"d":"0.00187"},{"v":5.3808889923227517E-4,"d":"0.00054"},"OK"]
[{"$nulls":13},0.2664910852909088,0.1490759402513504,8.502761840820312,null,{"v":3.0798881330031724,"d":"3.07989"},{"v":7.6857098192356665E-4,"d":"0.00077"},{"v":-7.6710829913212712E-4,"d":"-0.00077"},{"v":4.7394215444191527E-5,"d":"0.00005"},"OK"]
[{"$nulls":13},0.2634120583534241,0.1476503163576126,8.378663063049316,null,{"v":-2.12366183086757,"d":"-2.12366"},{"v":3.6871788065368865E-3,"d":"0.00369"},{"v":-1.9362408034000716E-3,"d":"-0.00194"},{"v":-3.1378749341908806E-3,"d":"-0.00314"},"OK"]
[{"$nulls":13},0.26442888379096985,0.15008783340454102,8.51369857788086,null,{"v":3.3737553231566704,"d":"3.37376"},{"v":3.0218956767092387E-3,"d":"0.00302"},{"v":-2.9408214743693586E-3,"d":"-0.00294"},{"v":-0.0006952859388784,"d":"-0.00070"},"OK"]
[{"$nulls":13},0.26319465041160583,0.14556430280208588,8.349103927612305,null,{"v":-1.6990961936165387,"d":"-1.69910"},{"v":0.004806142270858464,"d":"0.00481"},{"v":-6.1493710258354493E-4,"d":"-0.00061"},{"v":-0.00476663989489438,"d":"-0.00477"},"OK"]
[{"$nulls":13},0.2700954079627991,0.1499377191066742,8.55968189239502,null,{"v":1.220218636749157,"d":"1.22022"},{"v":3.413002590953583E-3,"d":"0.00341"},{"v":1.1721630312632571E-3,"d":"0.00117"},{"v":3.2054048908048425E-3,"d":"0.00321"},"OK"]
[{"$nulls":13},0.2664066255092621,0.15074077248573303,8.563732147216797,null,{"v":2.615060814936694,"d":"2.61506"},{"v":0.002318006604623188,"d":"0.00232"},{"v":-2.004044545941973E-3,"d":"-0.00200"},{"v":1.1648862935741634E-3,"d":"0.00116"},"OK"]
[{"$nulls":13},0.27136558294296265,0.15047261118888855,8.622031211853027,null,{"v":1.2097937724579975,"d":"1.20979"},{"v":0.004790564615409607,"d":"0.00479"},{"v":0.001692086554493646,"d":"0.00169"},{"v":0.004481780051108757,"d":"0.00448"},"OK"]
[{"$nulls":13},0.26545149087905884,0.15059049427509308,8.509675025939941,null,{"v":2.993741695483187,"d":"2.99374"},{"v":2.6015470035797897E-3,"d":"0.00260"},{"v":-2.5731639780967024E-3,"d":"-0.00257"},{"v":3.8324137780325134E-4,"d":"0.00038"},"OK"]
[{"$nulls":13},0.26968294382095337,0.15242409706115723,8.626154899597168,null,{"v":1.7564853816980537,"d":"1.75649"},{"v":0.004753601297098298,"d":"0.00475"},{"v":-8.7762787263981833E-4,"d":"-0.00088"},{"v":0.004671883411317145,"d":"0.00467"},"OK"]
[{"$nulls":13},0.2650828957557678,0.14765740931034088,8.430699348449707,null,{"v":-1.9420963749856468,"d":"-1.94210"},{"v":2.0940983151593686E-3,"d":"0.00209"},{"v":-7.5979582091548691E-4,"d":"-0.00076"},{"v":-1.9513990017607028E-3,"d":"-0.00195"},"OK"]
[{"$nulls":13},0.2604941427707672,0.1429230272769928,8.227128982543945,null,{"v":-1.6475218186467195,"d":"-1.64752"},{"v":0.008569060802697518,"d":"0.00857"},{"v":-6.5682053329124235E-4,"d":"-0.00066"},{"v":-0.008543850995152832,"d":"-0.00854"},"OK"]
[{"$nulls":13},0.264323353767395,0.15016646683216095,8.535200119018555,null,{"v":3.3701227365305324,"d":"3.37012"},{"v":3.1530218453431447E-3,"d":"0.00315"},{"v":-0.003071044699555894,"d":"-0.00307"},{"v":-0.00071430470426894,"d":"-0.00071"},"OK"]
[{"$nulls":13},0.2594887614250183,0.1455761194229126,8.350409507751465,null,{"v":-1.984974425514547,"d":"-1.98497"},{"v":0.00806025945980414,"d":"0.00806"},{"v":-0.003243751948041409,"d":"-0.00324"},{"v":-0.007378743514917677,"d":"-0.00738"},"OK"]
[{"$nulls":13},0.2706013023853302,0.1502419114112854,8.598241806030273,null,{"v":1.235912271865143,"d":"1.23591"},{"v":0.004000454253625605,"d":"0.00400"},{"v":1.3147879666241225E-3,"d":"0.00131"},{"v":3.7782227089164034E-3,"d":"0.00378"},"OK"]
[{"$nulls":13},0.26538312435150146,0.14551538228988647,8.390204429626465,null,{"v":-1.2818747249109874,"d":"-1.28187"},{"v":3.3944410052659437E-3,"d":"0.00339"},{"v":9.6713968668201333E-4,"d":"0.00097"},{"v":-3.2537471574594556E-3,"d":"-0.00325"},"OK"]
[{"$nulls":13},0.2664642930030823,0.14848092198371887,8.517725944519043,null,{"v":-2.3205967526925604,"d":"-2.32060"},{"v":5.3604659988833615E-4,"d":"0.00054"},{"v":-3.6531185556564659E-4,"d":"-0.00037"},{"v":-3.9229224493358283E-4,"d":"-0.00039"},"OK"]
[{"$nulls":13},0.2649761140346527,0.14706282317638397,8.3821439743042,null,{"v":-1.738717058335713,"d":"-1.73872"},{"v":2.4822553500937067E-3,"d":"0.00248"},{"v":-4.1486601270232965E-4,"d":"-0.00041"},{"v":-0.002447340968188393,"d":"-0.00245"},"OK"]
[{"$nulls":13},0.2660156190395355,0.14850765466690063,8.534416198730469,null,{"v":3.9192148512524354,"d":"3.91921"},{"v":9.8441072182821983E-4,"d":"0.00098"},{"v":-7.014751192885375E-4,"d":"-0.00070"},{"v":-6.9064978554220148E-4,"d":"-0.00069"},"OK"]
[{"$nulls":13},0.26871195435523987,0.14988215267658234,8.52434253692627,null,{"v":1.4646070098097077,"d":"1.46461"},{"v":0.002200257652141775,"d":"0.00220"},{"v":2.3320500342543217E-4,"d":"0.00023"},{"v":0.002187864063918456,"d":"0.00219"},"OK"]
[{"$nulls":13},0.269347220659256,0.14842289686203003,8.440893173217773,null,{"v":0.7525612747003741,"d":"0.75256"},{"v":2.3484866865968877E-3,"d":"0.00235"},{"v":1.714255796810376E-3,"d":"0.00171"},{"v":1.6052154933917288E-3,"d":"0.00161"},"OK"]
[{"$nulls":13},0.266930490732193,0.14964497089385986,8.54599380493164,null,{"v":2.416828401807522,"d":"2.41683"},{"v":1.1470788491195095E-3,"d":"0.00115"},{"v":-8.587671579311937E-4,"d":"-0.00086"},{"v":7.6046620868788013E-4,"d":"0.00076"},"OK"]
[{"$nulls":13},0.26931291818618774,0.15176282823085785,8.686978340148926,null,{"v":1.7395408628480513,"d":"1.73954"},{"v":0.003999454787853082,"d":"0.00400"},{"v":-6.7168783410346275E-4,"d":"-0.00067"},{"v":0.003942648101669529,"d":"0.00394"},"OK"]
[{"$nulls":13},0.26974937319755554,0.15327979624271393,8.740732192993164,null,{"v":1.8342045105032234,"d":"1.83420"},{"v":5.514118705767854E-3,"d":"0.00551"},{"v":-1.43572590390895E-3,"d":"-0.00144"},{"v":5.3239267679170595E-3,"d":"0.00532"},"OK"]
[{"$nulls":13},0.26269716024398804,0.14692914485931396,8.418437957763672,null,{"v":-2.006154291025509,"d":"-2.00615"},{"v":0.004580613041824963,"d":"0.00458"},{"v":-0.0019318048475943,"d":"-0.00193"},{"v":-0.004153329492075978,"d":"-0.00415"},"OK"]
[{"$nulls":13},0.26890239119529724,0.14788536727428436,8.548748970031738,null,{"v":0.4728999248979775,"d":"0.47290"},{"v":0.001999216258303497,"d":"0.00200"},{"v":1.7798046829569439E-3,"d":"0.00178"},{"v":9.1058274637155685E-4,"d":"0.00091"},"OK"]
[{"$nulls":13},0.2691079080104828,0.1473272442817688,8.460688591003418,null,{"v":0.27768514561472424,"d":"0.27769"},{"v":2.4121841047692457E-3,"d":"0.00241"},{"v":2.3197795693663905E-3,"d":"0.00232"},{"v":6.6125252729323542E-4,"d":"0.00066"},"OK"]
[{"$nulls":13},0.25983166694641113,0.14341998100280762,8.276265144348145,null,{"v":-1.7396700220352925,"d":"-1.73967"},{"v":0.0087858745597129,"d":"0.00879"},{"v":-1.476661030525154E-3,"d":"-0.00148"},{"v":-0.008660892793467585,"d":"-0.00866"},"OK"]
[{"$nulls":13},0.2624569237232208,0.14608870446681976,8.338601112365723,null,{"v":-1.8682406403504603,"d":"-1.86824"},{"v":0.005143334346994058,"d":"0.00514"},{"v":-1.5073966198017252E-3,"d":"-0.00151"},{"v":-0.00491748346571487,"d":"-0.00492"},"OK"]
[{"$nulls":13},0.26882290840148926,0.15086211264133453,8.592073440551758,null,{"v":1.6989318808710143,"d":"1.69893"},{"v":2.9837176760833966E-3,"d":"0.00298"},{"v":-3.8127497443914745E-4,"d":"-0.00038"},{"v":2.9592567587890936E-3,"d":"0.00296"},"OK"]
[{"$nulls":13},0.26394665241241455,0.14702175557613373,8.435858726501465,null,{"v":-1.905316063357537,"d":"-1.90532"},{"v":3.3923646719221804E-3,"d":"0.00339"},{"v":-1.1137661281342304E-3,"d":"-0.00111"},{"v":-0.003204319440868305,"d":"-0.00320"},"OK"]
[{"$nulls":13},0.265408992767334,0.1438049077987671,8.335434913635254,null,{"v":-1.1121198484295594,"d":"-1.11212"},{"v":0.004957337470101632,"d":"0.00496"},{"v":0.002194919530652867,"d":"0.00219"},{"v":-0.004444943536922854,"d":"-0.00444"},"OK"]
[{"$nulls":13},0.2655181288719177,0.14738523960113525,8.459135055541992,null,{"v":-1.7112450918019224,"d":"-1.71125"},{"v":1.8543550865788767E-3,"d":"0.00185"},{"v":-2.5958648607606879E-4,"d":"-0.00026"},{"v":-1.8360957609470242E-3,"d":"-0.00184"},"OK"]
[{"$nulls":13},0.264493852853775,0.15039443969726563,8.508687973022461,null,{"v":3.2797134529694563,"d":"3.27971"},{"v":3.1416039351114203E-3,"d":"0.00314"},{"v":-3.1116847982325235E-3,"d":"-0.00311"},{"v":-4.3254248526148595E-4,"d":"-0.00043"},"OK"]
[{"$nulls":13},0.2664269804954529,0.1482146680355072,8.469584465026855,null,{"v":-1.8941925575944576,"d":"-1.89419"},{"v":6.4012942640747153E-4,"d":"0.00064"},{"v":-2.034258104353025E-4,"d":"-0.00020"},{"v":-6.0694614439956612E-4,"d":"-0.00061"},"OK"]
[{"$nulls":13},0.27035558223724365,0.1478234976530075,8.534867286682129,null,{"v":0.5864597573041163,"d":"0.58646"},{"v":3.4230961973615867E-3,"d":"0.00342"},{"v":0.002851114351831104,"d":"0.00285"},{"v":1.8943955577371005E-3,"d":"0.00189"},"OK"]
[{"$nulls":13},0.26861539483070374,0.14829449355602264,8.538483619689941,null,{"v":0.6588604126139684,"d":"0.65886"},{"v":1.6284143691273779E-3,"d":"0.00163"},{"v":1.2875716391982123E-3,"d":"0.00129"},{"v":9.9694163897037845E-4,"d":"0.00100"},"OK"]
[{"$nulls":13},0.26890912652015686,0.14719673991203308,8.466817855834961,null,{"v":0.1864134810064646,"d":"0.18641"},{"v":2.3115473014527974E-3,"d":"0.00231"},{"v":2.2715003543971614E-3,"d":"0.00227"},{"v":4.2841226269480122E-4,"d":"0.00043"},"OK"]
[{"$nulls":13},0.2644176185131073,0.14598815143108368,8.40077018737793,null,{"v":-1.584641090502485,"d":"-1.58464"},{"v":3.6025098718828192E-3,"d":"0.00360"},{"v":-4.9874304597986974E-5,"d":"-0.00005"},{"v":-0.003602164617386889,"d":"-0.00360"},"OK"]
[{"$nulls":13},0.2606533467769623,0.14701049029827118,8.383553504943848,null,{"v":-2.1256742867938496,"d":"-2.12567"},{"v":0.006519098579177917,"d":"0.00652"},{"v":-3.4345191211138434E-3,"d":"-0.00343"},{"v":-5.541003942585037E-3,"d":"-0.00554"},"OK"]
[{"$nulls":13},0.26556074619293213,0.1463058888912201,8.368414878845215,null,{"v":-1.3659532795503608,"d":"-1.36595"},{"v":2.624037933954227E-3,"d":"0.00262"},{"v":5.3376471686874508E-4,"d":"0.00053"},{"v":-2.5691769705212596E-3,"d":"-0.00257"},"OK"]
[{"$nulls":13},0.266337126493454,0.14899301528930664,8.51101016998291,null,{"v":3.287498693489375,"d":"3.28750"},{"v":8.2611461745374923E-4,"d":"0.00083"},{"v":-8.1733680584498514E-4,"d":"-0.00082"},{"v":-1.2010789725022889E-4,"d":"-0.00012"},"OK"]
[{"$nulls":13},0.26885950565338135,0.15079239010810852,8.576733589172363,null,{"v":1.6746828569218455,"d":"1.67468"},{"v":2.951747564191586E-3,"d":"0.00295"},{"v":-3.0609553340784024E-4,"d":"-0.00031"},{"v":2.9358336477291642E-3,"d":"0.00294"},"OK"]
[{"$nulls":13},0.26406824588775635,0.14725789427757263,8.443381309509277,null,{"v":-1.95544816882872,"d":"-1.95545"},{"v":0.003184023994938551,"d":"0.00318"},{"v":-1.1947618342600412E-3,"d":"-0.00119"},{"v":-0.002951364592818046,"d":"-0.00295"},"OK"]
[{"$nulls":13},0.2684297263622284,0.14966246485710144,8.551156044006348,null,{"v":1.468056803108644,"d":"1.46806"},{"v":1.8426725196970515E-3,"d":"0.00184"},{"v":1.8898242262537629E-4,"d":"0.00019"},{"v":1.8329559893203449E-3,"d":"0.00183"},"OK"]
[{"$nulls":13},0.26713597774505615,0.14948570728302002,8.488765716552734,null,{"v":2.2191102765765907,"d":"2.21911"},{"v":9.9504210712375086E-4,"d":"0.00100"},{"v":-6.0084951846877766E-4,"d":"-0.00060"},{"v":7.9315108970807839E-4,"d":"0.00079"},"OK"]
[{"$nulls":13},0.2656937837600708,0.15116411447525024,8.539350509643555,null,{"v":2.8120523068993255,"d":"2.81205"},{"v":2.9671041105247277E-3,"d":"0.00297"},{"v":-2.8074477722566347E-3,"d":"-0.00281"},{"v":9.60179050356752E-4,"d":"0.00096"},"OK"]
[{"$nulls":13},0.26924899220466614,0.1496286392211914,8.577500343322754,null,{"v":1.2505184551775625,"d":"1.25052"},{"v":2.5163053130056665E-3,"d":"0.00252"},{"v":0.000792209191937547,"d":"0.00079"},{"v":0.002388346085572651,"d":"0.00239"},"OK"]
[{"$nulls":13},0.27123963832855225,0.15301229059696198,8.674989700317383,null,{"v":1.6019396457108828,"d":"1.60194"},{"v":6.191550661050968E-3,"d":"0.00619"},{"v":-1.9279426789843028E-4,"d":"-0.00019"},{"v":0.006188548291693794,"d":"0.00619"},"OK"]
[{"$nulls":13},0.26698675751686096,0.14727537333965302,8.480940818786621,null,{"$f":"(ATAN2($N835-$A$3, $O835-$A$6))-$C$15","v":{"v":-0.7962112278599986,"d":"-0.79621"}},{"$f":"SQRT(($N835-$A$3)^2+($O835-$A$6)^2)","v":{"v":1.2246982569564966E-3,"d":"0.00122"}},{"v":8.5657796632581014E-4,"d":"0.00086"},{"v":-8.7530566558055621E-4,"d":"-0.00088"},{"$f":"IF(($T835/$A$9)^2 +($U835/$A$12)^2<=1, \"OK\", \"NG\")","v":"OK"}]
[{"$nulls":13},0.26305341720581055,0.14525233209133148,8.389487266540527,null,{"v":-1.6676415034066134,"d":"-1.66764"},{"v":5.111052983132503E-3,"d":"0.00511"},{"$f":"$S836*COS($R836)","v":{"v":-4.9420745502408686E-4,"d":"-0.00049"}},{"$f":"$S836*SIN($R836)","v":{"v":-0.005087103457546964,"d":"-0.00509"}},"OK"]
[{"$nulls":13},0.27049073576927185,0.14864970743656158,8.594675064086914,null,{"v":0.8282589703831186,"d":"0.82826"},{"v":3.4939445512823576E-3,"d":"0.00349"},{"v":2.3624637901957985E-3,"d":"0.00236"},{"v":0.00257418207736931,"d":"0.00257"},"OK"]
[{"$nulls":13},0.27265462279319763,0.15204550325870514,8.683293342590332,null,{"v":1.345441340638462,"d":"1.34544"},{"v":0.006674230464318627,"d":"0.00667"},{"v":1.4913727251726406E-3,"d":"0.00149"},{"v":6.5054715190714625E-3,"d":"0.00651"},"OK"]
[{"$nulls":13},0.2626150846481323,0.14789937436580658,8.43510627746582,null,{"v":-2.220066207561663,"d":"-2.22007"},{"v":0.004425859667397419,"d":"0.00443"},{"v":-0.002675896921342006,"d":"-0.00268"},{"v":-3.5253098391272745E-3,"d":"-0.00353"},"OK"]
[{"$nulls":13},0.26255178451538086,0.14501695334911346,8.28253173828125,null,{"v":-1.6918926105434795,"d":"-1.69189"},{"v":5.6496225510964445E-3,"d":"0.00565"},{"v":-6.8247742732225193E-4,"d":"-0.00068"},{"v":-0.005608249239384168,"d":"-0.00561"},"OK"]
[{"$nulls":13},0.26816022396087646,0.15066051483154297,8.560261726379395,null,{"v":1.8633769618459555,"d":"1.86338"},{"v":2.4523343933299576E-3,"d":"0.00245"},{"v":-7.0731245780729628E-4,"d":"-0.00071"},{"v":2.3481169186690028E-3,"d":"0.00235"},"OK"]
[{"$nulls":13},0.271211713552475,0.14611496031284332,8.429815292358398,null,{"v":0.2701363974869433,"d":"0.27014"},{"v":0.004840138981208456,"d":"0.00484"},{"v":0.004664608949557851,"d":"0.00466"},{"v":1.291653477182805E-3,"d":"0.00129"},"OK"]
[{"$nulls":13},0.2650684118270874,0.14485976099967957,8.3179931640625,null,{"v":-1.2732416296754439,"d":"-1.27324"},{"v":0.004120967465194278,"d":"0.00412"},{"v":1.2081985867400714E-3,"d":"0.00121"},{"v":-3.9398767777925545E-3,"d":"-0.00394"},"OK"]
[{"$nulls":13},0.26215291023254395,0.14663144946098328,8.357882499694824,null,{"v":-1.9882507272638215,"d":"-1.98825"},{"v":0.005194782029174757,"d":"0.00519"},{"v":-2.1061452864596136E-3,"d":"-0.00211"},{"v":-0.004748674800716612,"d":"-0.00475"},"OK"]
[{"$nulls":13},0.26346448063850403,0.1499117761850357,8.447491645812988,null,{"v":3.54707746986958,"d":"3.54708"},{"v":3.8069684989696173E-3,"d":"0.00381"},{"v":-3.4982662294865715E-3,"d":"-0.00350"},{"v":-1.5017132015737184E-3,"d":"-0.00150"},"OK"]
[{"$nulls":13},0.26549360156059265,0.14946149289608002,8.474153518676758,null,{"v":3.3589040187518604,"d":"3.35890"},{"v":1.7870939671604546E-3,"d":"0.00179"},{"v":-1.7450626985546565E-3,"d":"-0.00175"},{"v":-0.000385306404792902,"d":"-0.00039"},"OK"]
[{"$nulls":13},0.26215484738349915,0.14752577245235443,8.451738357543945,null,{"v":-2.1577677747004453,"d":"-2.15777"},{"v":0.004942127395340666,"d":"0.00494"},{"v":-2.737157365652592E-3,"d":"-0.00274"},{"v":-0.004114923176370426,"d":"-0.00411"},"OK"]
[{"$nulls":13},0.2620508074760437,0.143654465675354,8.243903160095215,null,{"v":-1.5813789934914881,"d":"-1.58138"},{"v":0.006926305619196105,"d":"0.00693"},{"v":-7.3297415657916262E-5,"d":"-0.00007"},{"v":-0.006925917774516632,"d":"-0.00693"},"OK"]
[{"$nulls":13},0.2674081325531006,0.14951501786708832,8.514315605163574,null,{"v":1.9738842800386407,"d":"1.97388"},{"v":1.0939988351954138E-3,"d":"0.00109"},{"v":-4.2913272092326774E-4,"d":"-0.00043"},{"v":1.0063193127640526E-3,"d":"0.00101"},"OK"]
[{"$nulls":13},0.263178288936615,0.15233060717582703,8.532294273376465,null,{"v":3.1404301158912507,"d":"3.14043"},{"v":0.005411009775217289,"d":"0.00541"},{"v":-5.411006118744348E-3,"d":"-0.00541"},{"v":6.290501433943276E-6,"d":"0.00001"},"NG"]
[{"$nulls":13},0.26200246810913086,0.14814487099647522,8.416974067687988,null,{"v":-2.2852528620089396,"d":"-2.28525"},{"v":0.005010133891364455,"d":"0.00501"},{"v":-0.00328267456264122,"d":"-0.00328"},{"v":-0.003784902815817999,"d":"-0.00378"},"OK"]
[{"$nulls":13},0.26341527700424194,0.15007063746452332,8.462379455566406,null,{"v":3.514037018520634,"d":"3.51404"},{"v":0.003913711921089872,"d":"0.00391"},{"v":-3.6453903409259746E-3,"d":"-0.00365"},{"v":-1.4241735370258016E-3,"d":"-0.00142"},"OK"]
[{"$nulls":13},0.27349260449409485,0.15492650866508484,8.804389953613281,null,{"v":1.5656802440170887,"d":"1.56568"},{"v":0.009135312076724638,"d":"0.00914"},{"v":4.6736808901109372E-5,"d":"0.00005"},{"v":0.009135192521772311,"d":"0.00914"},"OK"]
[{"$nulls":13},0.26911598443984985,0.15155716240406036,8.572554588317871,null,{"v":1.7507631836515265,"d":"1.75076"},{"v":3.718014539305464E-3,"d":"0.00372"},{"v":-6.655133207966172E-4,"d":"-0.00067"},{"v":0.003657967213402695,"d":"0.00366"},"OK"]
[{"$nulls":13},0.2730884552001953,0.15079912543296814,8.65266227722168,null,{"v":1.1464642674940169,"d":"1.14646"},{"v":0.006508092230546992,"d":"0.00651"},{"v":2.6794607745583604E-3,"d":"0.00268"},{"v":5.9309151434588266E-3,"d":"0.00593"},"OK"]
[{"$nulls":13},0.2692391574382782,0.1495055854320526,8.564370155334473,null,{"v":1.2074958994635878,"d":"1.20750"},{"v":2.4545932645864098E-3,"d":"0.00245"},{"v":8.7226713068399024E-4,"d":"0.00087"},{"v":0.002294379686817613,"d":"0.00229"},"OK"]
[{"$nulls":13},0.26761582493782043,0.14880381524562836,8.499521255493164,null,{"v":1.243709038495652,"d":"1.24371"},{"v":6.8669065634952876E-4,"d":"0.00069"},{"v":2.2062416914493002E-4,"d":"0.00022"},{"v":6.5028380996827527E-4,"d":"0.00065"},"OK"]
[{"$nulls":13},0.269614040851593,0.14995867013931274,8.55849838256836,null,{"v":1.294372964234575,"d":"1.29437"},{"v":0.002993480941833395,"d":"0.00299"},{"v":8.1697046543769715E-4,"d":"0.00082"},{"v":2.8798415594824415E-3,"d":"0.00288"},"OK"]
[{"$nulls":13},0.2685684263706207,0.14804577827453613,8.468305587768555,null,{"v":0.5035065454585119,"d":"0.50351"},{"v":1.6328743539972164E-3,"d":"0.00163"},{"v":0.001430228184695461,"d":"0.00143"},{"v":7.8786166021996089E-4,"d":"0.00079"},"OK"]
[{"$nulls":13},0.27007246017456055,0.15109866857528687,8.637248039245605,null,{"v":1.4874453911307157,"d":"1.48745"},{"v":0.004024063852431275,"d":"0.00402"},{"v":3.3502125271562438E-4,"d":"0.00034"},{"v":0.004010093595999087,"d":"0.00401"},"OK"]
[{"$nulls":13},0.27132731676101685,0.1529446840286255,8.709778785705566,null,{"v":1.5841752887396066,"d":"1.58418"},{"v":0.006203296419202919,"d":"0.00620"},{"v":-8.2991190815421913E-5,"d":"-0.00008"},{"v":6.202741242929838E-3,"d":"0.00620"},"OK"]
[{"$nulls":13},0.2647029757499695,0.1453283131122589,8.400941848754883,null,{"v":-1.4122001062512783,"d":"-1.41220"},{"v":0.003916110074946444,"d":"0.00392"},{"v":6.1847988237564316E-4,"d":"0.00062"},{"v":-3.8669627298687083E-3,"d":"-0.00387"},"OK"]
[{"$nulls":13},0.2632032334804535,0.14612959325313568,8.392287254333496,null,{"v":-1.7980825177262352,"d":"-1.79808"},{"v":0.004475965164020971,"d":"0.00448"},{"v":-1.0085886676752948E-3,"d":"-0.00101"},{"v":-0.004360850037431492,"d":"-0.00436"},"OK"]
[{"$nulls":13},0.25990673899650574,0.14450033009052277,8.30688190460205,null,{"v":-1.8427656942052142,"d":"-1.84277"},{"v":0.008143200295244507,"d":"0.00814"},{"v":-0.002187499240797765,"d":"-0.00219"},{"v":-0.007843886671796033,"d":"-0.00784"},"OK"]
[{"$nulls":13},0.26834022998809814,0.14712700247764587,8.476543426513672,null,{"v":-0.012076370738937525,"d":"-0.01208"},{"v":1.9186814788776333E-3,"d":"0.00192"},{"v":1.9185415715426792E-3,"d":"0.00192"},{"v":-2.317014567517271E-5,"d":"-0.00002"},"OK"]
[{"$nulls":13},0.2684156000614166,0.15224647521972656,8.593331336975098,null,{"v":1.9949288420396456,"d":"1.99493"},{"v":0.004004996892122135,"d":"0.00400"},{"v":-1.6481776305402394E-3,"d":"-0.00165"},{"v":3.6501384362917968E-3,"d":"0.00365"},"OK"]
[{"$nulls":13},0.263935387134552,0.14728987216949463,8.42036247253418,null,{"v":-1.9801171638188655,"d":"-1.98012"},{"v":3.2948841225805044E-3,"d":"0.00329"},{"v":-1.3113189438169182E-3,"d":"-0.00131"},{"v":-3.0226981339227348E-3,"d":"-0.00302"},"OK"]
[{"$nulls":13},0.26923298835754395,0.15212644636631012,8.670048713684082,null,{"v":1.804273728154204,"d":"1.80427"},{"v":0.004258796808096233,"d":"0.00426"},{"v":-9.8532360729728036E-4,"d":"-0.00099"},{"v":0.004143246027157129,"d":"0.00414"},"OK"]
[{"$nulls":13},0.2686653435230255,0.14628449082374573,8.418380737304688,null,{"v":-0.14082572500491208,"d":"-0.14083"},{"v":2.7716150453751384E-3,"d":"0.00277"},{"v":2.7441772604468377E-3,"d":"0.00274"},{"v":-3.8902586417398848E-4,"d":"-0.00039"},"OK"]
[{"$nulls":13},0.2705179452896118,0.15157806873321533,8.63953971862793,null,{"v":1.5042066866530717,"d":"1.50421"},{"v":0.004674446083452,"d":"0.00467"},{"v":3.1103969591292526E-4,"d":"0.00031"},{"v":0.00466408624434263,"d":"0.00466"},"OK"]
[{"$nulls":13},0.26813310384750366,0.1506296545267105,8.604135513305664,null,{"v":1.867229088744039,"d":"1.86723"},{"v":2.41233346209975E-3,"d":"0.00241"},{"v":-7.0466774306323732E-4,"d":"-0.00070"},{"v":0.002307118571780031,"d":"0.00231"},"OK"]
[{"$nulls":13},0.2715579569339752,0.152242049574852,8.720200538635254,null,{"v":1.4728091292897052,"d":"1.47281"},{"v":0.005897279578977298,"d":"0.00590"},{"v":5.7693362645602785E-4,"d":"0.00058"},{"v":5.8689908862841955E-3,"d":"0.00587"},"OK"]
[{"$nulls":13},0.2744424045085907,0.1508786529302597,8.699403762817383,null,{"v":1.0947455906296089,"d":"1.09475"},{"v":0.007813281937324676,"d":"0.00781"},{"v":3.5806130792819134E-3,"d":"0.00358"},{"v":0.006944536313433701,"d":"0.00694"},"OK"]
[{"$nulls":13},0.26960116624832153,0.1498606950044632,8.54738998413086,null,{"v":1.267362062525284,"d":"1.26736"},{"v":2.9355675339835323E-3,"d":"0.00294"},{"v":8.7714562839912589E-4,"d":"0.00088"},{"v":2.801458957964307E-3,"d":"0.00280"},"OK"]
[{"$nulls":13},0.26840880513191223,0.1479872763156891,8.497349739074707,null,{"v":0.4363570397505793,"d":"0.43636"},{"v":1.4992056150360253E-3,"d":"0.00150"},{"v":1.3587260561967293E-3,"d":"0.00136"},{"v":6.3362526809434422E-4,"d":"0.00063"},"OK"]
[{"$nulls":13},0.266618937253952,0.146552175283432,8.406783103942871,null,{"v":-0.9785931349467192,"d":"-0.97859"},{"v":0.001984749340067604,"d":"0.00198"},{"v":1.107868013859888E-3,"d":"0.00111"},{"v":-1.6467721174360879E-3,"d":"-0.00165"},"OK"]
[{"$nulls":13},0.2609848380088806,0.1412375122308731,8.16511344909668,null,{"v":-1.47712946041465,"d":"-1.47713"},{"v":0.009430053148107126,"d":"0.00943"},{"v":8.8199251597787822E-4,"d":"0.00088"},{"v":-0.009388716183690086,"d":"-0.00939"},"OK"]
[{"$nulls":13},0.2583199739456177,0.14391227066516876,8.274006843566895,null,{"v":-1.8699774705737666,"d":"-1.86998"},{"v":0.009817846645493464,"d":"0.00982"},{"v":-0.002893690761022052,"d":"-0.00289"},{"v":-0.009381719806837278,"d":"-0.00938"},"NG"]
[{"$nulls":13},0.2680201828479767,0.14727747440338135,8.447344779968262,null,{"v":-0.08997887584085307,"d":"-0.08998"},{"v":1.5922756914848518E-3,"d":"0.00159"},{"v":1.5858343493976815E-3,"d":"0.00159"},{"v":-1.430779296886663E-4,"d":"-0.00014"},"OK"]
[{"$nulls":13},0.26731616258621216,0.1500874161720276,8.530710220336914,null,{"v":2.1595990084694257,"d":"2.15960"},{"v":1.6185947251041854E-3,"d":"0.00162"},{"v":-8.989120311378206E-4,"d":"-0.00090"},{"v":1.3460334484739862E-3,"d":"0.00135"},"OK"]
[{"$nulls":13},0.268968790769577,0.148555189371109,8.464380264282227,null,{"v":0.8134229402535192,"d":"0.81342"},{"v":0.001969564155100069,"d":"0.00197"},{"v":1.3531205253447802E-3,"d":"0.00135"},{"v":1.4311700824659922E-3,"d":"0.00143"},"OK"]
[{"$nulls":13},0.2713497281074524,0.15021707117557526,8.582672119140625,null,{"v":1.1613736847756586,"d":"1.16137"},{"v":0.004676373384445757,"d":"0.00468"},{"v":1.861569569068078E-3,"d":"0.00186"},{"v":0.00428987491312653,"d":"0.00429"},"OK"]
[{"$nulls":13},0.2726012170314789,0.15377481281757355,8.721658706665039,null,{"v":1.540793993585046,"d":"1.54079"},{"v":0.007693977027140592,"d":"0.00769"},{"v":2.3080263306031132E-4,"d":"0.00023"},{"v":0.00769051445865227,"d":"0.00769"},"OK"]
[{"$nulls":13},0.2600957751274109,0.14359088242053986,8.2329740524292,null,{"v":-1.7381035045558755,"d":"-1.73810"},{"v":0.008471585241278216,"d":"0.00847"},{"v":-1.4107538961662443E-3,"d":"-0.00141"},{"v":-0.008353294556322952,"d":"-0.00835"},"OK"]
[{"$nulls":13},0.2639177441596985,0.14838556945323944,8.447077751159668,null,{"v":-2.3190859493792444,"d":"-2.31909"},{"v":0.003084379259284565,"d":"0.00308"},{"v":-2.0985693904397805E-3,"d":"-0.00210"},{"v":-2.2603986216183218E-3,"d":"-0.00226"},"OK"]
[{"$nulls":13},0.2581017315387726,0.14119723439216614,8.16281509399414,null,{"v":-1.6689613328123492,"d":"-1.66896"},{"v":0.011511279995336566,"d":"0.01151"},{"v":-1.1281908870370832E-3,"d":"-0.00113"},{"v":-0.011455861052467523,"d":"-0.01146"},"NG"]
[{"$nulls":13},0.2639012038707733,0.1468096524477005,8.390359878540039,null,{"v":-1.8568241120050732,"d":"-1.85682"},{"v":3.5298459312093585E-3,"d":"0.00353"},{"v":-9.9592353969777032E-4,"d":"-0.00100"},{"v":-0.003386435973283878,"d":"-0.00339"},"OK"]
[{"$nulls":13},0.2672078609466553,0.14837650954723358,8.492815971374512,null,{"v":0.24932725261335564,"d":"0.24933"},{"v":2.417768910977091E-4,"d":"0.00024"},{"v":2.3430082148671508E-4,"d":"0.00023"},{"v":5.9658948360861708E-5,"d":"0.00006"},"OK"]
[{"$nulls":13},0.272085040807724,0.15334239602088928,8.735379219055176,null,{"v":1.546359355862973,"d":"1.54636"},{"v":0.007021854401747633,"d":"0.00702"},{"v":1.7157577419037718E-4,"d":"0.00017"},{"v":0.007019757901313518,"d":"0.00702"},"OK"]
[{"$nulls":13},0.26601988077163696,0.14731600880622864,8.44588851928711,null,{"v":-1.4768676389475535,"d":"-1.47687"},{"v":0.001537032481353307,"d":"0.00154"},{"v":1.4415924923404059E-4,"d":"0.00014"},{"v":-1.5302571547277214E-3,"d":"-0.00153"},"OK"]
[{"$nulls":13},0.2598198652267456,0.14548110961914063,8.330327987670898,null,{"v":-1.9581837158074458,"d":"-1.95818"},{"v":0.007788968769596035,"d":"0.00779"},{"v":-2.9424441280370274E-3,"d":"-0.00294"},{"v":-0.007211799847966025,"d":"-0.00721"},"OK"]
[{"$nulls":13},0.2676433324813843,0.14771141111850739,8.452475547790527,null,{"v":-0.10109577869427633,"d":"-0.10110"},{"v":1.0177175962013207E-3,"d":"0.00102"},{"v":1.012521305816118E-3,"d":"0.00101"},{"v":-1.0271178552735758E-4,"d":"-0.00010"},"OK"]
[{"$nulls":13},0.2702382802963257,0.14987532794475555,8.554038047790527,null,{"v":1.187022608453425,"d":"1.18702"},{"v":3.5182362389692672E-3,"d":"0.00352"},{"v":1.3173062408226486E-3,"d":"0.00132"},{"v":3.2623136730066775E-3,"d":"0.00326"},"OK"]
[{"$nulls":13},0.26588159799575806,0.1498798280954361,8.535506248474121,null,{"v":3.0373276118753525,"d":"3.03733"},{"v":1.7761612021568462E-3,"d":"0.00178"},{"v":-1.7665154444467018E-3,"d":"-0.00177"},{"v":1.8485616186247298E-4,"d":"0.00018"},"OK"]
[{"$nulls":13},0.26406222581863403,0.14916951954364777,8.477014541625977,null,{"v":3.702917571742684,"d":"3.70292"},{"v":0.003013100323591448,"d":"0.00301"},{"v":-2.5507418546889074E-3,"d":"-0.00255"},{"v":-1.6038982357883809E-3,"d":"-0.00160"},"OK"]
[{"$nulls":13},0.2627616822719574,0.14383020997047424,8.245321273803711,null,{"v":-1.5223982415148192,"d":"-1.52240"},{"v":0.006306367899488456,"d":"0.00631"},{"v":3.0509699027289025E-4,"d":"0.00031"},{"v":-0.006298983402917083,"d":"-0.00630"},"OK"]
[{"$nulls":13},0.264347642660141,0.14627237617969513,8.365886688232422,null,{"v":-1.6576134408313763,"d":"-1.65761"},{"v":3.4637129417856892E-3,"d":"0.00346"},{"v":-3.0033195187397638E-4,"d":"-0.00030"},{"v":-0.00345066777041448,"d":"-0.00345"},"OK"]
[{"$nulls":13},0.26701751351356506,0.1512584686279297,8.602874755859375,null,{"v":2.3498455768599853,"d":"2.34985"},{"v":2.7585242240063296E-3,"d":"0.00276"},{"v":-1.9381479482951899E-3,"d":"-0.00194"},{"v":0.001962915796703687,"d":"0.00196"},"OK"]
[{"$nulls":13},0.2689259946346283,0.14926673471927643,8.521743774414062,null,{"$f":"(ATAN2($N899-$A$3, $O899-$A$6))-$C$15","v":{"v":1.164263858770568,"d":"1.16426"}},{"$f":"SQRT(($N899-$A$3)^2+($O899-$A$6)^2)","v":{"v":0.002073002041089405,"d":"0.00207"}},{"v":8.1972054730303332E-4,"d":"0.00082"},{"v":1.9040471860460953E-3,"d":"0.00190"},{"$f":"IF(($T899/$A$9)^2 +($U899/$A$12)^2<=1, \"OK\", \"NG\")","v":"OK"}]
[{"$nulls":13},0.27104252576828003,0.15241290628910065,8.734686851501465,null,{"v":1.5545045641215354,"d":"1.55450"},{"v":0.005626086580785206,"d":"0.00563"},{"$f":"$S900*COS($R900)","v":{"v":9.1654812701594471E-5,"d":"0.00009"}},{"$f":"$S900*SIN($R900)","v":{"v":5.6253399550427186E-3,"d":"0.00563"}},"OK"]
[{"$nulls":13},0.26539209485054016,0.14919455349445343,8.512660026550293,null,{"v":3.519238327603777,"d":"3.51924"},{"v":1.751503219042716E-3,"d":"0.00175"},{"v":-1.6280841205126707E-3,"d":"-0.00163"},{"v":-6.4583714886299324E-4,"d":"-0.00065"},"OK"]
[{"$nulls":13},0.26806437969207764,0.15356437861919403,8.719842910766602,null,{"v":2.1490396260455293,"d":"2.14904"},{"v":5.1750202828063354E-3,"d":"0.00518"},{"v":-0.002828426366102933,"d":"-0.00283"},{"v":0.004333686562153604,"d":"0.00433"},"OK"]
[{"$nulls":13},0.27213525772094727,0.15032117068767548,8.634300231933594,null,{"v":1.1262011176772937,"d":"1.12620"},{"v":0.005448626848500156,"d":"0.00545"},{"v":2.3434134146688742E-3,"d":"0.00234"},{"v":4.9189377005758785E-3,"d":"0.00492"},"OK"]
[{"$nulls":13},0.2658783197402954,0.15122388303279877,8.577753067016602,null,{"v":2.7468270738134875,"d":"2.74683"},{"v":0.002945794524636781,"d":"0.00295"},{"v":-2.7192238816112057E-3,"d":"-0.00272"},{"v":1.1329284456907795E-3,"d":"0.00113"},"OK"]
[{"$nulls":13},0.26194673776626587,0.14312350749969482,8.256746292114258,null,{"v":-1.539815076326914,"d":"-1.53982"},{"v":0.00737849109294858,"d":"0.00738"},{"v":2.2855831337710616E-4,"d":"0.00023"},{"v":-0.007374950298551695,"d":"-0.00737"},"OK"]
[{"$nulls":13},0.2713683247566223,0.15474732220172882,8.84007453918457,null,{"v":1.745984453477994,"d":"1.74598"},{"v":0.007623076535856976,"d":"0.00762"},{"v":-1.3286518352670237E-3,"d":"-0.00133"},{"v":0.007506395950932429,"d":"0.00751"},"OK"]
[{"$nulls":13},0.26859766244888306,0.14742405712604523,8.475425720214844,null,{"v":0.19271534664360568,"d":"0.19272"},{"v":1.9261823300469245E-3,"d":"0.00193"},{"v":1.8905244539950624E-3,"d":"0.00189"},{"v":3.6891144930954658E-4,"d":"0.00037"},"OK"]
[{"$nulls":13},0.2689436376094818,0.14831523597240448,8.482430458068848,null,{"v":0.690622018017279,"d":"0.69062"},{"v":1.9523997804971776E-3,"d":"0.00195"},{"v":1.5050072306659146E-3,"d":"0.00151"},{"v":1.2437114370016631E-3,"d":"0.00124"},"OK"]
[{"$nulls":13},0.26713827252388,0.14852148294448853,8.54409122467041,null,{"v":0.9395325315442606,"d":"0.93953"},{"v":1.3993143951249735E-4,"d":"0.00014"},{"v":8.2582703559624259E-5,"d":"0.00008"},{"v":1.1296417501501494E-4,"d":"0.00011"},"OK"]
[{"$nulls":13},0.26481038331985474,0.14787110686302185,8.46715259552002,null,{"v":-2.0765069239955953,"d":"-2.07651"},{"v":0.002278141300206956,"d":"0.00228"},{"v":-1.1035982009309775E-3,"d":"-0.00110"},{"v":-1.992987404528827E-3,"d":"-0.00199"},"OK"]
[{"$nulls":13},0.27089324593544006,0.15117470920085907,8.632241249084473,null,{"v":1.3873545005009176,"d":"1.38735"},{"v":0.00472349798591898,"d":"0.00472"},{"v":8.6163558814711762E-4,"d":"0.00086"},{"v":0.004644245615406127,"d":"0.00464"},"OK"]
[{"$nulls":13},0.2733105421066284,0.15156234800815582,8.722972869873047,null,{"v":1.2371964915981872,"d":"1.23720"},{"v":0.007014336533314182,"d":"0.00701"},{"v":2.2968200736400808E-3,"d":"0.00230"},{"v":0.006627634159480289,"d":"0.00663"},"OK"]
[{"$nulls":13},0.2674887478351593,0.15002405643463135,8.576385498046875,null,{"v":2.045866848483202,"d":"2.04587"},{"v":1.6005069391646276E-3,"d":"0.00160"},{"v":-7.3207373130744632E-4,"d":"-0.00073"},{"v":1.4232675483701995E-3,"d":"0.00142"},"OK"]
[{"$nulls":13},0.2683671712875366,0.1484849900007248,8.493654251098633,null,{"v":0.7744197319633801,"d":"0.77442"},{"v":1.3672536814880927E-3,"d":"0.00137"},{"v":0.000977349760733777,"d":"0.00098"},{"v":9.5612241618757779E-4,"d":"0.00096"},"OK"]
[{"$nulls":13},0.2721230089664459,0.15051865577697754,8.611916542053223,null,{"v":1.1607535941507552,"d":"1.16075"},{"v":0.005506377395003904,"d":"0.00551"},{"v":2.1951091914711655E-3,"d":"0.00220"},{"v":5.0499195690356085E-3,"d":"0.00505"},"OK"]
[{"$nulls":13},0.2654496431350708,0.14952856302261353,8.524540901184082,null,{"v":3.3412279565033636,"d":"3.34123"},{"v":1.8605236628758655E-3,"d":"0.00186"},{"v":-1.8235717406183247E-3,"d":"-0.00182"},{"v":-3.6896396428280252E-4,"d":"-0.00037"},"OK"]
[{"$nulls":13},0.26624932885169983,0.14912588894367218,8.557461738586426,null,{"v":3.231993429263116,"d":"3.23199"},{"v":9.7736592057499428E-4,"d":"0.00098"},{"v":-9.7337497574444254E-4,"d":"-0.00097"},{"v":-8.8234343063865452E-5,"d":"-0.00009"},"OK"]
[{"$nulls":13},0.2662351131439209,0.14911475777626038,8.508177757263184,null,{"v":3.249983381399635,"d":"3.24998"},{"v":9.8131494744307566E-4,"d":"0.00098"},{"v":-9.7555607515488138E-4,"d":"-0.00098"},{"v":-1.0615729039312289E-4,"d":"-0.00011"},"OK"]
[{"$nulls":13},0.2591683566570282,0.14535196125507355,8.28261947631836,null,{"v":-1.9739961504910548,"d":"-1.97400"},{"v":0.0084406626156406,"d":"0.00844"},{"v":-3.3118085716743735E-3,"d":"-0.00331"},{"v":-7.763807659625332E-3,"d":"-0.00776"},"NG"]
[{"$nulls":13},0.2623227536678314,0.14812836050987244,8.428483963012695,null,{"v":-2.2769041748320427,"d":"-2.27690"},{"v":4.691987762388862E-3,"d":"0.00469"},{"v":-3.0445237951304137E-3,"d":"-0.00304"},{"v":-0.003570101402382227,"d":"-0.00357"},"OK"]
[{"$nulls":13},0.25941911339759827,0.14800195395946503,8.388254165649414,null,{"v":-2.2905911689206415,"d":"-2.29059"},{"v":0.007597229201292198,"d":"0.00760"},{"v":-0.005008324591359137,"d":"-0.00501"},{"v":-0.005712668056569909,"d":"-0.00571"},"NG"]
[{"$nulls":13},0.2627199590206146,0.1458161473274231,8.265096664428711,null,{"v":-1.796113491304371,"d":"-1.79611"},{"v":0.005051912108629406,"d":"0.00505"},{"v":-1.1286755757949588E-3,"d":"-0.00113"},{"v":-0.004924216424764485,"d":"-0.00492"},"OK"]
[{"$nulls":13},0.2656903564929962,0.14607758820056915,8.385663986206055,null,{"v":-1.2810238622205028,"d":"-1.28102"},{"v":0.002753769242594407,"d":"0.00275"},{"v":7.8684600546453617E-4,"d":"0.00079"},{"v":-2.6389616149431723E-3,"d":"-0.00264"},"OK"]
[{"$nulls":13},0.2698107957839966,0.14752238988876343,8.492290496826172,null,{"v":0.4506797299518959,"d":"0.45068"},{"v":0.002975952699376259,"d":"0.00298"},{"v":2.6788074984064407E-3,"d":"0.00268"},{"v":0.00129625802038262,"d":"0.00130"},"OK"]
[{"$nulls":13},0.268653005361557,0.14805147051811218,8.563225746154785,null,{"v":0.5204361047607652,"d":"0.52044"},{"v":1.712777107932818E-3,"d":"0.00171"},{"v":1.4860095386996291E-3,"d":"0.00149"},{"v":8.5169306228971E-4,"d":"0.00085"},"OK"]
[{"$nulls":13},0.2691631615161896,0.1482456773519516,8.483378410339355,null,{"v":0.6683655409748293,"d":"0.66837"},{"v":2.178060548844743E-3,"d":"0.00218"},{"v":1.7094194459437507E-3,"d":"0.00171"},{"v":1.3497529078550724E-3,"d":"0.00135"},"OK"]
[{"$nulls":13},0.27091503143310547,0.15360644459724426,8.748800277709961,null,{"v":1.702100594642331,"d":"1.70210"},{"v":0.006434535534669844,"d":"0.00643"},{"v":-8.4245632755747723E-4,"d":"-0.00084"},{"v":0.006379146877372185,"d":"0.00638"},"OK"]
[{"$nulls":13},0.2665877342224121,0.14797578752040863,8.492387771606445,null,{"v":-1.4518207995033614,"d":"-1.45182"},{"v":6.6690463720796354E-4,"d":"0.00067"},{"v":7.915827211811407E-5,"d":"0.00008"},{"v":-6.6219012608522039E-4,"d":"-0.00066"},"OK"]
[{"$nulls":13},0.2664719521999359,0.15154163539409637,8.619027137756348,null,{"v":2.528087785189599,"d":"2.52809"},{"v":0.003087131411160268,"d":"0.00309"},{"v":-2.5241471932785334E-3,"d":"-0.00252"},{"v":1.7773748328466033E-3,"d":"0.00178"},"OK"]
[{"$nulls":13},0.26386207342147827,0.14734968543052673,8.424575805664062,null,{"v":-2.0048223171102113,"d":"-2.00482"},{"v":3.3421260929138545E-3,"d":"0.00334"},{"v":-1.4054539299660001E-3,"d":"-0.00141"},{"v":-0.003032244395110452,"d":"-0.00303"},"OK"]
[{"$nulls":13},0.2630521357059479,0.14765165746212006,8.399517059326172,null,{"v":-2.1445268670593975,"d":"-2.14453"},{"v":0.00403798434194938,"d":"0.00404"},{"v":-0.002191692852224601,"d":"-0.00219"},{"v":-3.391430374832419E-3,"d":"-0.00339"},"OK"]
[{"$nulls":13},0.2642678916454315,0.1456041783094406,8.340643882751465,null,{"v":-1.5417150872845102,"d":"-1.54172"},{"v":0.00398123088059675,"d":"0.00398"},{"v":1.1576281004982558E-4,"d":"0.00012"},{"v":-0.003979547498953435,"d":"-0.00398"},"OK"]
[{"$nulls":13},0.27248457074165344,0.15155896544456482,8.654314994812012,null,{"v":1.2941644983552671,"d":"1.29416"},{"v":0.006279951099430832,"d":"0.00628"},{"v":1.7151619540533602E-3,"d":"0.00172"},{"v":0.006041192372587582,"d":"0.00604"},"OK"]
[{"$nulls":13},0.2725098133087158,0.15206818282604218,8.716484069824219,null,{"v":1.3600879082702613,"d":"1.36009"},{"v":0.006564295192704559,"d":"0.00656"},{"v":1.3729400808570281E-3,"d":"0.00137"},{"v":6.4191126264726405E-3,"d":"0.00642"},"OK"]
[{"$nulls":13},0.26366421580314636,0.14425382018089294,8.280277252197266,null,{"v":-1.4512945981579062,"d":"-1.45129"},{"v":0.005399768445421576,"d":"0.00540"},{"v":0.000643746918057924,"d":"0.00064"},{"v":-5.3612581703982014E-3,"d":"-0.00536"},"OK"]
[{"$nulls":13},0.2696424722671509,0.15067268908023834,8.551348686218262,null,{"v":1.4735407940119205,"d":"1.47354"},{"v":3.420999491676137E-3,"d":"0.00342"},{"v":3.3218687715326711E-4,"d":"0.00033"},{"v":0.003404833241246265,"d":"0.00340"},"OK"]
[{"$nulls":13},0.2710639536380768,0.1511833369731903,8.610376358032227,null,{"v":1.3689644146998832,"d":"1.36896"},{"v":4.8699092891066826E-3,"d":"0.00487"},{"v":9.7624340596036625E-4,"d":"0.00098"},{"v":4.7710549458632795E-3,"d":"0.00477"},"OK"]
[{"$nulls":13},0.2635270357131958,0.14443618059158325,8.302982330322266,null,{"v":-1.4925601544693237,"d":"-1.49256"},{"v":0.005345662645700915,"d":"0.00535"},{"v":4.1779766319102079E-4,"d":"0.00042"},{"v":-0.005329310859226944,"d":"-0.00533"},"OK"]
[{"$nulls":13},0.26821959018707275,0.14907346665859222,8.596763610839844,null,{"v":1.224933160726621,"d":"1.22493"},{"v":1.3476884776984096E-3,"d":"0.00135"},{"v":4.5687832847274642E-4,"d":"0.00046"},{"v":1.2678826546226609E-3,"d":"0.00127"},"OK"]
[{"$nulls":13},0.26510342955589294,0.15114106237888336,8.526812553405762,null,{"v":2.9789709813199203,"d":"2.97897"},{"v":3.2514904180411743E-3,"d":"0.00325"},{"v":-3.2085909396711966E-3,"d":"-0.00321"},{"v":5.2643529561901322E-4,"d":"0.00053"},"OK"]
[{"$nulls":13},0.2628021240234375,0.14327354729175568,8.26253890991211,null,{"v":-1.4620860210297804,"d":"-1.46209"},{"v":0.006703578941588966,"d":"0.00670"},{"v":7.2731358194289941E-4,"d":"0.00073"},{"v":-0.006664006721157807,"d":"-0.00666"},"OK"]
[{"$nulls":13},0.2732820510864258,0.15343448519706726,8.776110649108887,null,{"v":1.4512284043459394,"d":"1.45123"},{"v":0.007988323354280243,"d":"0.00799"},{"v":9.5287297846107508E-4,"d":"0.00095"},{"v":0.00793128886748288,"d":"0.00793"},"OK"]
[{"$nulls":13},0.2647310793399811,0.14900952577590942,8.492938041687012,null,{"v":3.7060880995002092,"d":"3.70609"},{"v":0.00232542845036713,"d":"0.00233"},{"v":-0.001964658316008543,"d":"-0.00196"},{"v":-1.2440800533387504E-3,"d":"-0.00124"},"OK"]
[{"$nulls":13},0.2706661820411682,0.15109427273273468,8.656362533569336,null,{"v":1.4012215703715105,"d":"1.40122"},{"v":4.4912294275392915E-3,"d":"0.00449"},{"v":7.579543408103188E-4,"d":"0.00076"},{"v":0.004426810023938424,"d":"0.00443"},"OK"]
[{"$nulls":13},0.26700398325920105,0.15145772695541382,8.572009086608887,null,{"v":2.3548477611490757,"d":"2.35485"},{"v":0.002957729637599657,"d":"0.00296"},{"v":-2.0886121974790822E-3,"d":"-0.00209"},{"v":2.0942453766636324E-3,"d":"0.00209"},"OK"]
[{"$nulls":13},0.26882731914520264,0.14711517095565796,8.504359245300293,null,{"v":0.13689361380202714,"d":"0.13689"},{"v":2.2927814419340786E-3,"d":"0.00229"},{"v":0.002271331767003118,"d":"0.00227"},{"v":3.1288775092644079E-4,"d":"0.00031"},"OK"]
[{"$nulls":13},0.2668289542198181,0.15023037791252136,8.5875825881958,null,{"v":2.4547232112574777,"d":"2.45472"},{"v":0.001738811197071104,"d":"0.00174"},{"v":-1.3445095870192475E-3,"d":"-0.00134"},{"v":1.102614324899318E-3,"d":"0.00110"},"OK"]
[{"$nulls":13},0.26662182807922363,0.1437700390815735,8.355204582214355,null,{"v":-0.8651808922708522,"d":"-0.86518"},{"v":0.004745054719548113,"d":"0.00475"},{"v":3.0771795105314125E-3,"d":"0.00308"},{"v":-3.6119953698020547E-3,"d":"-0.00361"},"OK"]
[{"$nulls":13},0.26386889815330505,0.14719942212104797,8.418148040771484,null,{"v":-1.9625054338251098,"d":"-1.96251"},{"v":3.3904721785609645E-3,"d":"0.00339"},{"v":-1.2943759107155394E-3,"d":"-0.00129"},{"v":-3.1336707860519187E-3,"d":"-0.00313"},"OK"]
[{"$nulls":13},0.26818108558654785,0.14700953662395477,8.498566627502441,null,{"v":-0.11529110034547951,"d":"-0.11529"},{"v":1.9016950959823088E-3,"d":"0.00190"},{"v":1.8890703877214366E-3,"d":"0.00189"},{"v":-2.1876313290210438E-4,"d":"-0.00022"},"OK"]
[{"$nulls":13},0.26506972312927246,0.14675015211105347,8.4312105178833,null,{"v":-1.6197850523332629,"d":"-1.61979"},{"v":2.6053668517343914E-3,"d":"0.00261"},{"v":-1.2758255653994897E-4,"d":"-0.00013"},{"v":-2.602241173178056E-3,"d":"-0.00260"},"OK"]
[{"$nulls":13},0.26578718423843384,0.15127626061439514,8.568333625793457,null,{"v":2.7680611370810047,"d":"2.76806"},{"v":3.0296113728570987E-3,"d":"0.00303"},{"v":-0.002820702956113311,"d":"-0.00282"},{"v":1.1055224574465698E-3,"d":"0.00111"},"OK"]
[{"$nulls":13},0.2655915319919586,0.1463838517665863,8.411812782287598,null,{"v":-1.3726487587505662,"d":"-1.37265"},{"v":0.002542019959688747,"d":"0.00254"},{"v":5.0040548627237251E-4,"d":"0.00050"},{"v":-0.002492280045413133,"d":"-0.00249"},"OK"]
[{"$nulls":13},0.26544463634490967,0.14787551760673523,8.485093116760254,null,{"v":-1.9743935273874986,"d":"-1.97439"},{"v":1.6760472424945817E-3,"d":"0.00168"},{"v":-6.5823245271636008E-4,"d":"-0.00066"},{"v":-1.5413839227345976E-3,"d":"-0.00154"},"OK"]
[{"$nulls":13},0.2633611857891083,0.14573195576667786,8.354456901550293,null,{"v":-1.705880780781691,"d":"-1.70588"},{"v":0.004571984004676263,"d":"0.00457"},{"v":-6.1572735599312338E-4,"d":"-0.00062"},{"v":-0.004530333052005925,"d":"-0.00453"},"OK"]
[{"$nulls":13},0.26633787155151367,0.14874716103076935,8.450770378112793,null,{"v":3.5697266593161783,"d":"3.56973"},{"v":7.0675501938500737E-4,"d":"0.00071"},{"v":-6.4296475684328877E-4,"d":"-0.00064"},{"v":-2.9342627503915297E-4,"d":"-0.00029"},"OK"]
[{"$nulls":13},0.26131775975227356,0.14728280901908875,8.425703048706055,null,{"v":-2.145173834818147,"d":"-2.14517"},{"v":0.005811145163983954,"d":"0.00581"},{"v":-3.1572666148970557E-3,"d":"-0.00316"},{"v":-4.878634608099953E-3,"d":"-0.00488"},"OK"]
[{"$nulls":13},0.2663063108921051,0.1461232453584671,8.412737846374512,null,{"v":-1.0693741219452724,"d":"-1.06937"},{"v":2.4759174470204335E-3,"d":"0.00248"},{"v":1.1901070520167702E-3,"d":"0.00119"},{"v":-0.002171131596472248,"d":"-0.00217"},"OK"]
[{"$nulls":13},0.27001363039016724,0.14907309412956238,8.475090026855469,null,{"v":0.9733216319204723,"d":"0.97332"},{"v":3.0676383440487744E-3,"d":"0.00307"},{"v":1.7257197396053391E-3,"d":"0.00173"},{"v":2.5361972301488674E-3,"d":"0.00254"},"OK"]
[{"$nulls":13},0.26617470383644104,0.14930327236652374,8.526537895202637,null,{"v":3.1551152374947375,"d":"3.15512"},{"v":0.001151677147644177,"d":"0.00115"},{"v":-1.1515718512485026E-3,"d":"-0.00115"},{"v":-1.5573176231083822E-5,"d":"-0.00002"},"OK"]
[{"$nulls":13},0.26677751541137695,0.14714403450489044,8.42289924621582,null,{"v":-0.9480274319186492,"d":"-0.94803"},{"v":1.3740967273458094E-3,"d":"0.00137"},{"v":8.0149203532207155E-4,"d":"0.00080"},{"v":-1.1161327579718046E-3,"d":"-0.00112"},"OK"]
[{"$nulls":13},0.26282304525375366,0.1461639255285263,8.380041122436523,null,{"v":-1.8462567790277764,"d":"-1.84626"},{"v":4.785832726753099E-3,"d":"0.00479"},{"v":-0.001301698925644307,"d":"-0.00130"},{"v":-0.004605407125915955,"d":"-0.00461"},"OK"]
[{"$nulls":13},0.2694990634918213,0.15181860327720642,8.638532638549805,null,{"$f":"(ATAN2($N963-$A$3, $O963-$A$6))-$C$15","v":{"v":1.7107462960721203,"d":"1.71075"}},{"$f":"SQRT(($N963-$A$3)^2+($O963-$A$6)^2)","v":{"v":4.1543285916787066E-3,"d":"0.00415"}},{"v":-5.7950213969800986E-4,"d":"-0.00058"},{"v":4.113711623063121E-3,"d":"0.00411"},{"$f":"IF(($T963/$A$9)^2 +($U963/$A$12)^2<=1, \"OK\", \"NG\")","v":"OK"}]
[{"$nulls":13},0.2628886103630066,0.1475336104631424,8.434358596801758,null,{"v":-2.1253334407964704,"d":"-2.12533"},{"v":0.004223438585338344,"d":"0.00422"},{"$f":"$S964*COS($R964)","v":{"v":-2.2238508976384123E-3,"d":"-0.00222"}},{"$f":"$S964*SIN($R964)","v":{"v":-3.5905320871978826E-3,"d":"-0.00359"}},"OK"]
[{"$nulls":13},0.2563403248786926,0.14449092745780945,8.2425537109375,null,{"v":-1.9964623553363987,"d":"-1.99646"},{"v":0.011388649451992357,"d":"0.01139"},{"v":-0.004702686182670259,"d":"-0.00470"},{"v":-0.010372370944373713,"d":"-0.01037"},"NG"]
[{"$nulls":13},0.2673936188220978,0.14653123915195465,8.409710884094238,null,{"v":-0.5880677310265752,"d":"-0.58807"},{"v":2.0077238490155574E-3,"d":"0.00201"},{"v":0.001670454684495429,"d":"0.00167"},{"v":-1.11379360787945E-3,"d":"-0.00111"},"OK"]
[{"$nulls":13},0.26917386054992676,0.15163569152355194,8.695240020751953,null,{"v":1.7500039746261082,"d":"1.75000"},{"v":0.003815524999446778,"d":"0.00382"},{"v":-6.801172038056419E-4,"d":"-0.00068"},{"v":3.754420276219876E-3,"d":"0.00375"},"OK"]
[{"$nulls":13},0.2666708827018738,0.14614662528038025,8.430850982666016,null,{"v":-0.924346086604918,"d":"-0.92435"},{"v":0.002376276660423029,"d":"0.00238"},{"v":0.001431366149605255,"d":"0.00143"},{"v":-1.896808296226967E-3,"d":"-0.00190"},"OK"]
[{"$nulls":13},0.2676752805709839,0.14688704907894135,8.451560974121094,null,{"v":-0.3889084458851675,"d":"-0.38891"},{"v":1.7486035923822885E-3,"d":"0.00175"},{"v":1.618024004947877E-3,"d":"0.00162"},{"v":-6.630330630554382E-4,"d":"-0.00066"},"OK"]
[{"$nulls":13},0.26929956674575806,0.14702066779136658,8.445211410522461,null,{"v":0.21374095444482522,"d":"0.21374"},{"v":2.7343063108760234E-3,"d":"0.00273"},{"v":2.6720850760689535E-3,"d":"0.00267"},{"v":5.7999340336423156E-4,"d":"0.00058"},"OK"]
[{"$nulls":13},0.2630603015422821,0.1483590006828308,8.406848907470703,null,{"v":-2.320420391262873,"d":"-2.32042"},{"v":0.003942220788488014,"d":"0.00394"},{"v":-0.002686085921969516,"d":"-0.00269"},{"v":-2.8854890685955192E-3,"d":"-0.00289"},"OK"]
[{"$nulls":13},0.26829710602760315,0.14967358112335205,8.541099548339844,null,{"v":1.520841747713265,"d":"1.52084"},{"v":1.7492217412131204E-3,"d":"0.00175"},{"v":8.7345297441355276E-5,"d":"0.00009"},{"v":1.7470396386308875E-3,"d":"0.00175"},"OK"]
[{"$nulls":13},0.2685641944408417,0.15036317706108093,8.59403133392334,null,{"v":1.6578098504938763,"d":"1.65781"},{"v":0.002432721317721814,"d":"0.00243"},{"v":-2.1141263822811683E-4,"d":"-0.00021"},{"v":0.002423517630654992,"d":"0.00242"},"OK"]
[{"$nulls":13},0.258046418428421,0.145143523812294,8.256593704223633,null,{"v":-1.9975331886233292,"d":"-1.99753"},{"v":0.00956203719703894,"d":"0.00956"},{"v":-0.003957751171952339,"d":"-0.00396"},{"v":-0.008704525318388487,"d":"-0.00870"},"NG"]
[{"$nulls":13},0.26794272661209106,0.15147051215171814,8.650802612304688,null,{"v":2.04888666153378,"d":"2.04889"},{"v":0.003116516630574886,"d":"0.00312"},{"v":-1.4338609058623434E-3,"d":"-0.00143"},{"v":2.7670776662915447E-3,"d":"0.00277"},"OK"]
[{"$nulls":13},0.27239400148391724,0.150734543800354,8.64091682434082,null,{"v":1.1781407970825468,"d":"1.17814"},{"v":5.8385304661534255E-3,"d":"0.00584"},{"v":2.2340739529194873E-3,"d":"0.00223"},{"v":5.3941961010968474E-3,"d":"0.00539"},"OK"]
[{"$nulls":13},0.2666124701499939,0.14583368599414825,8.39664077758789,null,{"v":-0.9297304224484642,"d":"-0.92973"},{"v":2.6943291859843166E-3,"d":"0.00269"},{"v":1.6113437294589005E-3,"d":"0.00161"},{"v":-0.002159393699161964,"d":"-0.00216"},"OK"]
[{"$nulls":13},0.26742860674858093,0.15093593299388885,8.557271003723145,null,{"v":2.1820254744152887,"d":"2.18203"},{"v":2.4733526427999425E-3,"d":"0.00247"},{"v":-1.4193940001109788E-3,"d":"-0.00142"},{"v":0.002025535476878747,"d":"0.00203"},"OK"]
[{"$nulls":13},0.26518967747688293,0.14712993800640106,8.427933692932129,null,{"v":-1.7083520873565217,"d":"-1.70835"},{"v":2.2703166087595073E-3,"d":"0.00227"},{"v":-3.1131120591106396E-4,"d":"-0.00031"},{"v":-2.2488714585505924E-3,"d":"-0.00225"},"OK"]
[{"$nulls":13},0.26628002524375916,0.14678560197353363,8.406245231628418,null,{"v":-1.1829902488671515,"d":"-1.18299"},{"v":1.8594419170212995E-3,"d":"0.00186"},{"v":7.0316343774615587E-4,"d":"0.00070"},{"v":-1.7213615025882428E-3,"d":"-0.00172"},"OK"]
[{"$nulls":13},0.26609206199645996,0.14645648002624512,8.442798614501953,null,{"v":-1.2035027176767605,"d":"-1.20350"},{"v":0.002236140715922732,"d":"0.00224"},{"v":8.0297771173208057E-4,"d":"0.00080"},{"v":-0.002086995950132376,"d":"-0.00209"},"OK"]
[{"$nulls":13},0.2690506875514984,0.15076807141304016,8.648693084716797,null,{"v":1.6210886803553537,"d":"1.62109"},{"v":0.003057689874483761,"d":"0.00306"},{"v":-1.5371360261670278E-4,"d":"-0.00015"},{"v":3.0538237501354123E-3,"d":"0.00305"},"OK"]
[{"$nulls":13},0.2641061246395111,0.1459091454744339,8.331716537475586,null,{"v":-1.6259883045148427,"d":"-1.62599"},{"v":3.8842041365884867E-3,"d":"0.00388"},{"v":-2.1426808721473014E-4,"d":"-0.00021"},{"v":-3.8782896954060115E-3,"d":"-0.00388"},"OK"]
[{"$nulls":13},0.2643813490867615,0.1473669707775116,8.416293144226074,null,{"v":-1.9478396229352613,"d":"-1.94784"},{"v":2.853259158299102E-3,"d":"0.00285"},{"v":-1.0504931718072507E-3,"d":"-0.00105"},{"v":-0.002652838464815384,"d":"-0.00265"},"OK"]
[{"$nulls":13},0.26281633973121643,0.14678654074668884,8.400225639343262,null,{"v":-1.9674741296871967,"d":"-1.96747"},{"v":0.00452094634533036,"d":"0.00452"},{"v":-1.7466958889344533E-3,"d":"-0.00175"},{"v":-0.00416989320354076,"d":"-0.00417"},"OK"]
[{"$nulls":13},0.2700522541999817,0.14916014671325684,8.539104461669922,null,{"v":0.9983990669418141,"d":"0.99840"},{"v":0.003122827146085672,"d":"0.00312"},{"v":1.6914754251902376E-3,"d":"0.00169"},{"v":0.002625063860234087,"d":"0.00263"},"OK"]
[{"$nulls":13},0.2678254246711731,0.14431916177272797,8.353875160217285,null,{"v":-0.5904745645096241,"d":"-0.59047"},{"v":0.004261541290472298,"d":"0.00426"},{"v":3.5399624438931564E-3,"d":"0.00354"},{"v":-2.3726356792028334E-3,"d":"-0.00237"},"OK"]
[{"$nulls":13},0.2629763185977936,0.14505724608898163,8.311861991882324,null,{"v":-1.6484450925877656,"d":"-1.64845"},{"v":5.295523252549666E-3,"d":"0.00530"},{"v":-4.1077776839677397E-4,"d":"-0.00041"},{"v":-0.00527956704127196,"d":"-0.00528"},"OK"]
[{"$nulls":13},0.271857887506485,0.14851640164852142,8.501606941223145,null,{"v":0.7887744429381437,"d":"0.78877"},{"v":0.00485791519478644,"d":"0.00486"},{"v":3.4234474811847887E-3,"d":"0.00342"},{"v":0.003446642914969072,"d":"0.00345"},"OK"]
[{"$nulls":13},0.2653267979621887,0.14960193634033203,8.5482816696167,null,{"v":3.344608030209464,"d":"3.34461"},{"v":2.0034641892183232E-3,"d":"0.00200"},{"v":-1.9623191659161876E-3,"d":"-0.00196"},{"v":-4.0394584854684434E-4,"d":"-0.00040"},"OK"]
[{"$nulls":13},0.2674860656261444,0.14965291321277618,8.540742874145508,null,{"v":1.9572090976754066,"d":"1.95721"},{"v":1.251186904148641E-3,"d":"0.00125"},{"v":-4.715324505252273E-4,"d":"-0.00047"},{"v":1.158933051222E-3,"d":"0.00116"},"OK"]
[{"$nulls":13},0.27148208022117615,0.15146605670452118,8.656315803527832,null,{"v":1.3699954171687754,"d":"1.37000"},{"v":0.005374619566396618,"d":"0.00537"},{"v":1.0719905090649897E-3,"d":"0.00107"},{"v":0.005266628127366499,"d":"0.00527"},"OK"]
[{"$nulls":13},0.2672705352306366,0.147586852312088,8.471384048461914,null,{"v":-0.49736994587707395,"d":"-0.49737"},{"v":9.5238018194132113E-4,"d":"0.00095"},{"v":8.3699021848037194E-4,"d":"0.00084"},{"v":-4.5439562621438505E-4,"d":"-0.00045"},"OK"]
[{"$nulls":13},0.26303809881210327,0.1476174294948578,8.425679206848145,null,{"v":-2.1370089487666197,"d":"-2.13701"},{"v":0.004059013638706403,"d":"0.00406"},{"v":-2.177415607291535E-3,"d":"-0.00218"},{"v":-3.4255587854141157E-3,"d":"-0.00343"},"OK"]
[{"$nulls":13},0.26833030581474304,0.1477545201778412,8.446337699890137,null,{"v":0.27461886236182764,"d":"0.27462"},{"v":1.5249438435513073E-3,"d":"0.00152"},{"v":1.4678021001429229E-3,"d":"0.00147"},{"v":4.1353442517045555E-4,"d":"0.00041"},"OK"]
[{"$nulls":13},0.2610587477684021,0.14504148066043854,8.276521682739258,null,{"v":-1.8290261077193564,"d":"-1.82903"},{"v":6.8745788308512265E-3,"d":"0.00687"},{"v":-1.755557263833868E-3,"d":"-0.00176"},{"v":-0.006646642219571319,"d":"-0.00665"},"OK"]
[{"$nulls":13},0.26846086978912354,0.1479811817407608,8.555946350097656,null,{"v":0.44414862188338144,"d":"0.44415"},{"v":1.5502622123027385E-3,"d":"0.00155"},{"v":1.3998508436312339E-3,"d":"0.00140"},{"v":6.6613102500837128E-4,"d":"0.00067"},"OK"]
[{"$nulls":13},0.2671186625957489,0.1475406438112259,8.482650756835938,null,{"v":-0.6623333980909314,"d":"-0.66233"},{"v":9.6666701017932434E-4,"d":"0.00097"},{"v":7.6227439278268448E-4,"d":"0.00076"},{"v":-5.9446014052821363E-4,"d":"-0.00059"},"OK"]
[{"$nulls":13},0.2637198865413666,0.14874131977558136,8.537779808044434,null,{"v":3.8535525668055377,"d":"3.85355"},{"v":3.2889784942432897E-3,"d":"0.00329"},{"v":-0.002490029319408965,"d":"-0.00249"},{"v":-0.002148751619912963,"d":"-0.00215"},"OK"]
[{"$nulls":13},0.2675412893295288,0.15032058954238892,8.526575088500977,null,{"v":2.067202436815541,"d":"2.06720"},{"v":1.8993526318505573E-3,"d":"0.00190"},{"v":-9.0460185568679171E-4,"d":"-0.00090"},{"v":1.6701005666742502E-3,"d":"0.00167"},"OK"]
[{"$nulls":13},0.2657209038734436,0.14918459951877594,8.509883880615234,null,{"v":3.4355647564550083,"d":"3.43556"},{"v":1.450780273535546E-3,"d":"0.00145"},{"v":-1.3885425070010043E-3,"d":"-0.00139"},{"v":-4.2037258275396582E-4,"d":"-0.00042"},"OK"]
[{"$nulls":13},0.2671530842781067,0.14724713563919067,8.427654266357422,null,{"v":-0.663813419062671,"d":"-0.66381"},{"v":1.2621821987294805E-3,"d":"0.00126"},{"v":9.9415581657749576E-4,"d":"0.00099"},{"v":-7.7766195429294232E-4,"d":"-0.00078"},"OK"]

{"sheet":"1976 Lab","index":1,"n_rows":1002,"n_cols":28,"rows_kept":1002}
[{"$nulls":14},"DESIGN Data",{"$nulls":4},"Transform and Calculate",{"$nulls":4},"Ellipse 0-360° x 2°",null,null,"DESIGN CIE"]
["Center a*",{"$nulls":4},"1. Open FilmStar DESIGN, load a design, set tolerance values (<Ctrl+N>)",{"$nulls":7},"a*","b*","L*",null,"Angle","Radius","X","Y","Pass",null,"Angle","X","Y",null,"Tolerance Box"]
[52,{"$nulls":4},"2. Click [Calculate] to draw scatter plot (1000 iterations, so not instant)",{"$nulls":7},51.41900634765625,-46.13509750366211,35.16908264160156,null,{"$f":"(ATAN2($N3-$A$3, $O3-$A$6))-$C$15","v":{"v":2.773171483095431,"d":"2.77317"}},{"$f":"SQRT(($N3-$A$3)^2+($O3-$A$6)^2)","v":{"v":1.0419260781049897,"d":"1.04193"}},{"$f":"$S3*COS($R3)","v":{"v":-0.9720098296769216,"d":"-0.97201"}},{"$f":"$S3*SIN($R3)","v":{"v":0.3752423793319284,"d":"0.37524"}},{"$f":"IF(($T3/$A$9)^2 +($U3/$A$12)^2<=1, \"OK\", \"NG\")","v":"OK"},null,{"v":0,"d":"0.00000"},{"$f":"$A$3+$A$9*COS($X3)*COS($C$15)-$A$12*SIN($X3)*SIN($C$15)","v":54.45745613286697},{"$f":"$A$6+$A$9*COS($X3)*SIN($C$15)+$A$12*SIN($X3)*COS($C$15)","v":-48.72072930905314},null,{"$f":"TEXT($Y3, \"0\" & DeciSep() & \"000\") & ListSep() & TEXT($Z3, \"0\" & DeciSep() & \"000\")","v":"54.457,-48.721"}]
[{"$nulls":5},"3. Click [Copy] to transfer ellipse to DESIGN or MEASURE Tolerance Box",{"$nulls":7},52.800193786621094,-46.09437561035156,35.33209228515625,null,{"v":1.457991352237074,"d":"1.45799"},{"v":1.2084972615910676,"d":"1.20850"},{"$f":"$S4*COS($R4)","v":{"v":0.13603556605087647,"d":"0.13604"}},{"$f":"$S4*SIN($R4)","v":{"v":1.2008163706588644,"d":"1.20082"}},"NG",null,{"v":0.03490658503988659,"d":"0.03491"},54.47597664593815,-48.691093093182104,null,{"$f":"TEXT($Y4, \"0\" & DeciSep() & \"000\") & ListSep() & TEXT($Z4, \"0\" & DeciSep() & \"000\")","v":"54.476,-48.691"}]
["Center b*",{"$nulls":12},53.36771774291992,-48.390380859375,34.756500244140625,null,{"v":-0.18274967510121276,"d":"-0.18275"},{"v":1.9503360629425712,"d":"1.95034"},{"v":1.9178584836141972,"d":"1.91786"},{"v":-0.3544426543792116,"d":"-0.35444"},"OK",null,{"v":0.06981317007977318,"d":"0.06981"},54.49148056286119,-48.65939654086995,null,{"$f":"TEXT($Y5, \"0\" & DeciSep() & \"000\") & ListSep() & TEXT($Z5, \"0\" & DeciSep() & \"000\")","v":"54.491,-48.659"}]
[-47,{"$nulls":12},53.062767028808594,-48.16883850097656,34.72365188598633,null,{"v":-0.22202864008363665,"d":"-0.22203"},{"v":1.5797649188685587,"d":"1.57976"},{"v":1.5409860063115328,"d":"1.54099"},{"v":-0.34787832246320916,"d":"-0.34788"},"OK",null,{"v":0.10471975511965977,"d":"0.10472"},54.50394899450156,-48.62567826948318,null,{"$f":"TEXT($Y6, \"0\" & DeciSep() & \"000\") & ListSep() & TEXT($Z6, \"0\" & DeciSep() & \"000\")","v":"54.504,-48.626"}]
[{"$nulls":13},52.17502975463867,-49.012786865234375,34.4700927734375,null,{"v":-0.8731903782150525,"d":"-0.87319"},{"v":2.0203827310361016,"d":"2.02038"},{"v":1.2978630986189947,"d":"1.29786"},{"v":-1.5483855324537226,"d":"-1.54839"},"NG",null,{"v":0.13962634015954636,"d":"0.13963"},54.51336674999591,-48.589979359541594,null,{"$f":"TEXT($Y7, \"0\" & DeciSep() & \"000\") & ListSep() & TEXT($Z7, \"0\" & DeciSep() & \"000\")","v":"54.513,-48.590"}]
["Radius a",{"$nulls":12},55.07802963256836,-47.009883880615234,34.95038986206055,null,{"v":0.6076541428468549,"d":"0.60765"},{"v":3.0780455016235426,"d":"3.07805"},{"v":2.5270434269210718,"d":"2.52704"},{"v":1.7573888666200017,"d":"1.75739"},"NG",null,{"v":0.17453292519943295,"d":"0.17453"},54.519722355259844,-48.55234330466795,null,{"$f":"TEXT($Y8, \"0\" & DeciSep() & \"000\") & ListSep() & TEXT($Z8, \"0\" & DeciSep() & \"000\")","v":"54.520,-48.552"}]
[3,{"$nulls":12},51.83147048950195,-47.10763168334961,35.041988372802734,null,{"v":-1.962371217150906,"d":"-1.96237"},{"v":0.19996693519025058,"d":"0.19997"},{"v":-0.07631629567336501,"d":"-0.07632"},{"v":-0.18483126949755393,"d":"-0.18483"},"OK",null,{"v":0.20943951023931953,"d":"0.20944"},54.523008066967385,-48.51281595859772,null,{"$f":"TEXT($Y9, \"0\" & DeciSep() & \"000\") & ListSep() & TEXT($Z9, \"0\" & DeciSep() & \"000\")","v":"54.523,-48.513"}]
[{"$nulls":13},50.882041931152344,-47.2147216796875,34.99733352661133,null,{"v":-2.3409722579120293,"d":"-2.34097"},{"v":1.1383916915672752,"d":"1.13839"},{"v":-0.7926183416834639,"d":"-0.79262"},{"v":-0.8171241079887179,"d":"-0.81712"},"OK",null,{"v":0.24434609527920614,"d":"0.24435"},54.52321988198491,-48.471445479313374,null,{"$f":"TEXT($Y10, \"0\" & DeciSep() & \"000\") & ListSep() & TEXT($Z10, \"0\" & DeciSep() & \"000\")","v":"54.523,-48.471"}]
["Radius b",{"$nulls":12},52.72260284423828,-49.57917785644531,34.5052604675293,null,{"v":-0.6867666985087917,"d":"-0.68677"},{"v":2.678490859734095,"d":"2.67849"},{"v":2.0712772406822606,"d":"2.07128"},{"v":-1.6982708493967542,"d":"-1.69827"},"NG",null,{"v":0.2792526803190927,"d":"0.27925"},54.52035754224847,-48.428282270371284,null,{"$f":"TEXT($Y11, \"0\" & DeciSep() & \"000\") & ListSep() & TEXT($Z11, \"0\" & DeciSep() & \"000\")","v":"54.520,-48.428"}]
[1,{"$nulls":12},50.72908020019531,-48.66964340209961,34.519569396972656,null,{"v":-1.6105569095758387,"d":"-1.61056"},{"v":2.098319858293855,"d":"2.09832"},{"v":-0.08340843958403535,"d":"-0.08341"},{"v":-2.0966614557234795,"d":"-2.09666"},"NG",null,{"v":0.3141592653589793,"d":"0.31416"},54.51442453507812,-48.38337891949277,null,{"$f":"TEXT($Y12, \"0\" & DeciSep() & \"000\") & ListSep() & TEXT($Z12, \"0\" & DeciSep() & \"000\")","v":"54.514,-48.383"}]
[{"$nulls":13},50.350563049316406,-45.68044662475586,35.20924758911133,null,{"v":3.077715539366495,"d":"3.07772"},{"v":2.11231232643248,"d":"2.11231"},{"v":-2.1080043726257953,"d":"-2.10800"},{"v":0.13483667672084593,"d":"0.13484"},"OK",null,{"v":0.3490658503988659,"d":"0.34907"},54.50542808892918,-48.33679013449403,null,{"$f":"TEXT($Y13, \"0\" & DeciSep() & \"000\") & ListSep() & TEXT($Z13, \"0\" & DeciSep() & \"000\")","v":"54.505,-48.337"}]
["Tilt (deg)",{"$nulls":12},51.7925910949707,-46.65663146972656,35.104454040527344,null,{"v":2.7250475929222313,"d":"2.72505"},{"v":0.4011488520083193,"d":"0.40115"},{"v":-0.3668475265078244,"d":"-0.36685"},{"v":0.16230617290381638,"d":"0.16231"},"OK",null,{"v":0.3839724354387525,"d":"0.38397"},54.4933791645855,-48.28857267663316,null,{"$f":"TEXT($Y14, \"0\" & DeciSep() & \"000\") & ListSep() & TEXT($Z14, \"0\" & DeciSep() & \"000\")","v":"54.493,-48.289"}]
[-35,null,{"$f":"$A$15*PI()/180","v":{"v":-0.6108652381980153,"d":"-0.6109"}},{"$nulls":10},54.22292709350586,-47.80560302734375,34.89680480957031,null,{"v":0.2631809730090749,"d":"0.26318"},{"v":2.3644029057476272,"d":"2.36440"},{"v":2.282990186488154,"d":"2.28299"},{"v":0.615107233827246,"d":"0.61511"},"OK",null,{"v":0.41887902047863906,"d":"0.41888"},54.47829244180538,-48.2387852914552,null,{"$f":"TEXT($Y15, \"0\" & DeciSep() & \"000\") & ListSep() & TEXT($Z15, \"0\" & DeciSep() & \"000\")","v":"54.478,-48.239"}]
[{"$nulls":13},51.22697448730469,-45.89356231689453,35.330810546875,null,{"v":2.791488703793555,"d":"2.79149"},{"v":1.3497306360432249,"d":"1.34973"},{"v":-1.2678520123320538,"d":"-1.26785"},{"v":0.4629514712140032,"d":"0.46295"},"OK",null,{"v":0.4537856055185257,"d":"0.45379"},54.460186301436615,-48.18748863721986,null,{"$f":"TEXT($Y16, \"0\" & DeciSep() & \"000\") & ListSep() & TEXT($Z16, \"0\" & DeciSep() & \"000\")","v":"54.460,-48.187"}]
["Yield",{"$nulls":12},53.00800323486328,-49.25640106201172,34.34497833251953,null,{"v":-0.5397993831153296,"d":"-0.53980"},{"v":2.471318731799371,"d":"2.47132"},{"v":2.1199263906155705,"d":"2.11993"},{"v":-1.2701686393995444,"d":"-1.27017"},"NG",null,{"v":0.4886921905584123,"d":"0.48869"},54.43908280302219,-48.134745210998666,null,{"$f":"TEXT($Y17, \"0\" & DeciSep() & \"000\") & ListSep() & TEXT($Z17, \"0\" & DeciSep() & \"000\")","v":"54.439,-48.135"}]
[{"v":0.75,"d":"75.0%"},{"$nulls":12},52.11962890625,-46.216373443603516,35.20618438720703,null,{"v":2.0301705772150664,"d":"2.03017"},{"v":0.7927052763167304,"d":"0.79271"},{"v":-0.3514754645371939,"d":"-0.35148"},{"v":0.7105256173627715,"d":"0.71053"},"OK",null,{"v":0.5235987755982988,"d":"0.52360"},54.41500765792419,-48.08061927253196,null,{"$f":"TEXT($Y18, \"0\" & DeciSep() & \"000\") & ListSep() & TEXT($Z18, \"0\" & DeciSep() & \"000\")","v":"54.415,-48.081"}]
[{"$nulls":13},50.84228515625,-47.21196746826172,34.90525817871094,null,{"v":-2.3496418536049433,"d":"-2.34964"},{"v":1.1769595859843147,"d":"1.17696"},{"v":-0.8267649358936131,"d":"-0.82676"},{"v":-0.837671539338182,"d":"-0.83767"},"OK",null,{"v":0.5585053606381855,"d":"0.55851"},54.38799019799843,-48.025176765938326,null,{"$f":"TEXT($Y19, \"0\" & DeciSep() & \"000\") & ListSep() & TEXT($Z19, \"0\" & DeciSep() & \"000\")","v":"54.388,-48.025"}]
[{"$nulls":13},52.29264450073242,-47.401702880859375,34.84797668457031,null,{"v":-0.3303261408195348,"d":"-0.33033"},{"v":0.4969969902319829,"d":"0.49700"},{"v":0.4701276479001639,"d":"0.47013"},{"v":-0.16120174620490074,"d":"-0.16120"},"OK",null,{"v":0.5934119456780721,"d":"0.59341"},54.358063339858084,-47.96848523937177,null,{"$f":"TEXT($Y20, \"0\" & DeciSep() & \"000\") & ListSep() & TEXT($Z20, \"0\" & DeciSep() & \"000\")","v":"54.358,-47.968"}]
[{"$nulls":13},50.61048126220703,-46.01631164550781,35.167606353759766,null,{"v":3.136426537145378,"d":"3.13643"},{"v":1.7024702938498846,"d":"1.70247"},{"v":-1.7024475754906234,"d":"-1.70245"},{"v":0.00879512065925488,"d":"0.00880"},"OK",null,{"v":0.6283185307179586,"d":"0.62832"},54.32526354476994,-47.91061376272475,null,{"$f":"TEXT($Y21, \"0\" & DeciSep() & \"000\") & ListSep() & TEXT($Z21, \"0\" & DeciSep() & \"000\")","v":"54.325,-47.911"}]
[{"$nulls":13},49.26277542114258,-46.035831451416016,35.2321891784668,null,{"v":3.413786139161979,"d":"3.41379"},{"v":2.902071567894172,"d":"2.90207"},{"v":-2.7952274695876937,"d":"-2.79523"},{"v":-0.7802068818218123,"d":"-0.78021"},"NG",null,{"v":0.6632251157578452,"d":"0.66323"},54.28963077423188,-47.85163284347715,null,{"$f":"TEXT($Y22, \"0\" & DeciSep() & \"000\") & ListSep() & TEXT($Z22, \"0\" & DeciSep() & \"000\")","v":"54.290,-47.852"}]
[{"$nulls":13},51.27300262451172,-48.136573791503906,34.68840026855469,null,{"v":-1.5289884189584326,"d":"-1.52899"},{"v":1.349194266034515,"d":"1.34919"},{"v":0.05639055865685001,"d":"0.05639"},{"v":-1.3480153086648468,"d":"-1.34802"},"NG",null,{"v":0.6981317007977318,"d":"0.69813"},54.25120844128602,-47.79161434079376,null,{"$f":"TEXT($Y23, \"0\" & DeciSep() & \"000\") & ListSep() & TEXT($Z23, \"0\" & DeciSep() & \"000\")","v":"54.251,-47.792"}]
[{"$nulls":13},51.89384460449219,-46.79624557495117,35.083370208740234,null,{"v":2.661965140972441,"d":"2.66197"},{"v":0.2297495021156708,"d":"0.22975"},{"v":-0.20382614625279424,"d":"-0.20383"},{"v":0.10601762035686876,"d":"0.10602"},"OK",null,{"v":0.7330382858376184,"d":"0.73304"},54.21004335762651,-47.73063137797494,null,{"$f":"TEXT($Y24, \"0\" & DeciSep() & \"000\") & ListSep() & TEXT($Z24, \"0\" & DeciSep() & \"000\")","v":"54.210,-47.731"}]
[{"$nulls":13},54.30996322631836,-48.683021545410156,34.49839401245117,null,{"v":-0.018793613965504496,"d":"-0.01879"},{"v":2.8580573173500063,"d":"2.85806"},{"v":2.857552599389467,"d":"2.85755"},{"v":-0.05371006405149844,"d":"-0.05371"},"OK",null,{"v":0.767944870877505,"d":"0.76794"},54.166185676566826,-47.6687582533672,null,{"$f":"TEXT($Y25, \"0\" & DeciSep() & \"000\") & ListSep() & TEXT($Z25, \"0\" & DeciSep() & \"000\")","v":"54.166,-47.669"}]
[{"$nulls":13},50.646202087402344,-46.81853485107422,34.91048049926758,null,{"v":3.6192105938088757,"d":"3.61921"},{"v":1.3659057026121633,"d":"1.36591"},{"v":-1.2130504611013018,"d":"-1.21305"},{"v":-0.627859034537488,"d":"-0.62786"},"OK",null,{"v":0.8028514559173915,"d":"0.80285"},54.11968883193556,-47.60607034984205,null,{"$f":"TEXT($Y26, \"0\" & DeciSep() & \"000\") & ListSep() & TEXT($Z26, \"0\" & DeciSep() & \"000\")","v":"54.120,-47.606"}]
[{"$nulls":13},52.732215881347656,-47.38059616088867,34.80482482910156,null,{"v":0.13151377016684157,"d":"0.13151"},{"v":0.8252233240650199,"d":"0.82522"},{"v":0.8180971257182122,"d":"0.81810"},{"v":0.10821565262253144,"d":"0.10822"},"OK",null,{"v":0.8377580409572781,"d":"0.83776"},54.07060947297561,-47.5426440429536,null,{"$f":"TEXT($Y27, \"0\" & DeciSep() & \"000\") & ListSep() & TEXT($Z27, \"0\" & DeciSep() & \"000\")","v":"54.071,-47.543"}]
[{"$nulls":13},53.18488311767578,-46.294315338134766,35.0998649597168,null,{"v":1.1480234004162777,"d":"1.14802"},{"v":1.3791079887176818,"d":"1.37911"},{"v":0.5658353345473763,"d":"0.56584"},{"v":1.2576840695192844,"d":"1.25768"},"NG",null,{"v":0.8726646259971648,"d":"0.87266"},54.019007395325794,-47.4785566078867,null,{"$f":"TEXT($Y28, \"0\" & DeciSep() & \"000\") & ListSep() & TEXT($Z28, \"0\" & DeciSep() & \"000\")","v":"54.019,-47.479"}]
[{"$nulls":13},50.82799530029297,-48.189430236816406,34.662532806396484,null,{"v":-1.7379501705043767,"d":"-1.73795"},{"v":1.6698321186240552,"d":"1.66983"},{"v":-0.27782088915998543,"d":"-0.27782"},{"v":-1.6465584890719358,"d":"-1.64656"},"NG",null,{"v":0.9075712110370514,"d":"0.90757"},53.96494546816901,-47.4138861253091,null,{"$f":"TEXT($Y29, \"0\" & DeciSep() & \"000\") & ListSep() & TEXT($Z29, \"0\" & DeciSep() & \"000\")","v":"53.965,-47.414"}]
[{"$nulls":13},52.35873031616211,-46.83024215698242,35.02381134033203,null,{"v":1.0528590748632405,"d":"1.05286"},{"v":0.39686920389436575,"d":"0.39687"},{"v":0.1964855731919655,"d":"0.19649"},{"v":0.3448167404972856,"d":"0.34482"},"OK",null,{"v":0.9424777960769379,"d":"0.94248"},53.90848955763592,-47.34871138624208,null,{"$f":"TEXT($Y30, \"0\" & DeciSep() & \"000\") & ListSep() & TEXT($Z30, \"0\" & DeciSep() & \"000\")","v":"53.908,-47.349"}]
[{"$nulls":13},51.450416564941406,-46.64789962768555,35.086334228515625,null,{"v":3.182671141847856,"d":"3.18267"},{"v":0.6526994900218477,"d":"0.65270"},{"v":-0.6521488711256139,"d":"-0.65215"},{"v":-0.02680436838217529,"d":"-0.02680"},"OK",null,{"v":0.9773843811168246,"d":"0.97738"},53.84970844655712,-47.283111796065796,null,{"$f":"TEXT($Y31, \"0\" & DeciSep() & \"000\") & ListSep() & TEXT($Z31, \"0\" & DeciSep() & \"000\")","v":"53.850,-47.283"}]
[{"$nulls":13},51.983909606933594,-47.87001037597656,34.736351013183594,null,{"v":-0.9784234644763494,"d":"-0.97842"},{"v":0.8701591550147083,"d":"0.87016"},{"v":0.4858369726673104,"d":"0.48584"},{"v":-0.7218998483483525,"d":"-0.72190"},"OK",null,{"v":1.0122909661567112,"d":"1.01229"},53.788673750661935,-47.21716727777603,null,{"$f":"TEXT($Y32, \"0\" & DeciSep() & \"000\") & ListSep() & TEXT($Z32, \"0\" & DeciSep() & \"000\")","v":"53.789,-47.217"}]
[{"$nulls":13},51.681488037109375,-48.86039352416992,34.47703552246094,null,{"v":-1.1294938836096537,"d":"-1.12949"},{"v":1.887462300359353,"d":"1.88746"},{"v":0.8061681622715927,"d":"0.80617"},{"v":-1.7066361151157745,"d":"-1.70664"},"NG",null,{"v":1.0471975511965976,"d":"1.04720"},53.725459831325644,-47.150958174610345,null,{"$f":"TEXT($Y33, \"0\" & DeciSep() & \"000\") & ListSep() & TEXT($Z33, \"0\" & DeciSep() & \"000\")","v":"53.725,-47.151"}]
[{"$nulls":13},53.14122009277344,-46.1519889831543,35.286014556884766,null,{"v":1.2499189721795823,"d":"1.24992"},{"v":1.4217967452633646,"d":"1.42180"},{"v":0.44843363495024874,"d":"0.44843"},{"v":1.349226911933943,"d":"1.34923"},"NG",null,{"v":1.0821041362364843,"d":"1.08210"},53.66014370497159,-47.08456515216223,null,{"$f":"TEXT($Y34, \"0\" & DeciSep() & \"000\") & ListSep() & TEXT($Z34, \"0\" & DeciSep() & \"000\")","v":"53.660,-47.085"}]
[{"$nulls":13},51.49549102783203,-46.95428466796875,34.94658279418945,null,{"v":3.662091164143371,"d":"3.66209"},{"v":0.5065759514433228,"d":"0.50658"},{"v":-0.4394907931466189,"d":"-0.43949"},{"v":-0.2519266506744842,"d":"-0.25193"},"OK",null,{"v":1.117010721276371,"d":"1.11701"},{"$f":"$A$3+$A$9*COS($X35)*COS($C$15)-$A$12*SIN($X35)*SIN($C$15)","v":53.59280494923856},{"$f":"$A$6+$A$9*COS($X35)*SIN($C$15)+$A$12*SIN($X35)*COS($C$15)","v":-47.01806910010246},null,{"$f":"TEXT($Y35, \"0\" & DeciSep() & \"000\") & ListSep() & TEXT($Z35, \"0\" & DeciSep() & \"000\")","v":"53.593,-47.018"}]
[{"$nulls":13},52.686973571777344,-47.26801681518555,35.0713005065918,null,{"v":0.23888645787314805,"d":"0.23889"},{"v":0.7374047067538455,"d":"0.73740"},{"v":0.7164639354302046,"d":"0.71646"},{"v":0.17448533110433276,"d":"0.17449"},"OK",null,{"v":1.1519173063162575,"d":"1.15192"},53.52352560602768,-46.95155103362755,null,{"$f":"TEXT($Y36, \"0\" & DeciSep() & \"000\") & ListSep() & TEXT($Z36, \"0\" & DeciSep() & \"000\")","v":"53.524,-46.952"}]
[{"$nulls":13},52.49287033081055,-46.49315643310547,35.16409683227539,null,{"v":1.4102397264931583,"d":"1.41024"},{"v":0.7069735244658523,"d":"0.70697"},{"v":0.11302221216603298,"d":"0.11302"},{"v":0.6978807518858543,"d":"0.69788"},"OK",null,{"v":1.1868238913561442,"d":"1.18682"},53.45239008154698,-46.885091994755186,null,{"$f":"TEXT($Y37, \"0\" & DeciSep() & \"000\") & ListSep() & TEXT($Z37, \"0\" & DeciSep() & \"000\")","v":"53.452,-46.885"}]
[{"$nulls":13},52.46137237548828,-46.80486297607422,35.13911056518555,null,{"v":1.0109974602300271,"d":"1.01100"},{"v":0.500942039531831,"d":"0.50094"},{"v":0.2660081257761956,"d":"0.26601"},{"v":0.4244792150286587,"d":"0.42448"},"OK",null,{"v":1.2217304763960306,"d":"1.22173"},53.37948504347546,-46.81877295358698,null,{"$f":"TEXT($Y38, \"0\" & DeciSep() & \"000\") & ListSep() & TEXT($Z38, \"0\" & DeciSep() & \"000\")","v":"53.379,-46.819"}]
[{"$nulls":13},52.199066162109375,-48.47869873046875,34.69725799560547,null,{"v":-0.8261130943143067,"d":"-0.82611"},{"v":1.4920379594322823,"d":"1.49204"},{"v":1.0112122018997403,"d":"1.01121"},{"v":-1.0970994280902384,"d":"-1.09710"},"NG",null,{"v":1.2566370614359172,"d":"1.25664"},53.30489931537185,-46.75267470965893,null,{"$f":"TEXT($Y39, \"0\" & DeciSep() & \"000\") & ListSep() & TEXT($Z39, \"0\" & DeciSep() & \"000\")","v":"53.305,-46.753"}]
[{"$nulls":13},52.80704879760742,-46.405059814453125,35.16009521484375,null,{"v":1.2461108950756838,"d":"1.24611"},{"v":1.0026373153329848,"d":"1.00264"},{"v":0.3198520009330857,"d":"0.31985"},{"v":0.9502506425134563,"d":"0.95025"},"OK",null,{"v":1.2915436464758039,"d":"1.29154"},53.22872376845678,-46.68687779349964,null,{"$f":"TEXT($Y40, \"0\" & DeciSep() & \"000\") & ListSep() & TEXT($Z40, \"0\" & DeciSep() & \"000\")","v":"53.229,-46.687"}]
[{"$nulls":13},51.73469924926758,-47.54884719848633,34.769935607910156,null,{"v":-1.41019302464985,"d":"-1.41019"},{"v":0.6096045731664728,"d":"0.60960"},{"v":0.09748416789517576,"d":"0.09748"},{"v":-0.6017595638087213,"d":"-0.60176"},"OK",null,{"v":1.3264502315156903,"d":"1.32645"},53.15105121090025,-46.621462368516184,null,{"$f":"TEXT($Y41, \"0\" & DeciSep() & \"000\") & ListSep() & TEXT($Z41, \"0\" & DeciSep() & \"000\")","v":"53.151,-46.621"}]
[{"$nulls":13},50.01898193359375,-45.40557098388672,35.337425231933594,null,{"v":3.0747645914696804,"d":"3.07476"},{"v":2.5429582117785428,"d":"2.54296"},{"v":-2.537281911947066,"d":"-2.53728"},{"v":0.16981450514654278,"d":"0.16981"},"OK",null,{"v":1.361356816555577,"d":"1.36136"},53.07197627474907,-46.55650813332745,null,{"$f":"TEXT($Y42, \"0\" & DeciSep() & \"000\") & ListSep() & TEXT($Z42, \"0\" & DeciSep() & \"000\")","v":"53.072,-46.557"}]
[{"$nulls":13},53.59563064575195,-46.489322662353516,35.11725997924805,null,{"v":0.9206111213253437,"d":"0.92061"},{"v":1.6753592154664911,"d":"1.67536"},{"v":1.0141516179453662,"d":"1.01415"},{"v":1.333538524628101,"d":"1.33354"},"NG",null,{"v":1.3962634015954636,"d":"1.39626"},52.9915953006324,-46.49209422466356,null,{"$f":"TEXT($Y43, \"0\" & DeciSep() & \"000\") & ListSep() & TEXT($Z43, \"0\" & DeciSep() & \"000\")","v":"52.992,-46.492"}]
[{"$nulls":13},49.83255386352539,-46.394622802734375,35.17443084716797,null,{"v":3.4800943542407685,"d":"3.48009"},{"v":2.2504009210556,"d":"2.25040"},{"v":-2.1226980290352544,"d":"-2.12270"},{"v":-0.7473000622358728,"d":"-0.74730"},"NG",null,{"v":1.43116998663535,"d":"1.43117"},52.91000622038545,-46.42829912095003,null,{"$f":"TEXT($Y44, \"0\" & DeciSep() & \"000\") & ListSep() & TEXT($Z44, \"0\" & DeciSep() & \"000\")","v":"52.910,-46.428"}]
[{"$nulls":13},52.86399841308594,-48.2241325378418,34.71809005737305,null,{"v":-0.3453200136230371,"d":"-0.34532"},{"v":1.4983303133882118,"d":"1.49833"},{"v":1.4098796450184505,"d":"1.40988"},{"v":-0.5071815400629884,"d":"-0.50718"},"OK",null,{"v":1.4660765716752369,"d":"1.46608"},52.82730843773468,-46.36520054669385,null,{"$f":"TEXT($Y45, \"0\" & DeciSep() & \"000\") & ListSep() & TEXT($Z45, \"0\" & DeciSep() & \"000\")","v":"52.827,-46.365"}]
[{"$nulls":13},53.31534194946289,-48.22124099731445,34.75814437866211,null,{"v":-0.13745240322974472,"d":"-0.13745"},{"v":1.7948688023191104,"d":"1.79487"},{"v":1.7779401060070161,"d":"1.77794"},{"v":-0.24593291156369881,"d":"-0.24593"},"OK",null,{"v":1.5009831567151233,"d":"1.50098"},52.74360270718962,-46.30287537778817,null,{"$f":"TEXT($Y46, \"0\" & DeciSep() & \"000\") & ListSep() & TEXT($Z46, \"0\" & DeciSep() & \"000\")","v":"52.744,-46.303"}]
[{"$nulls":13},51.448001861572266,-45.9825325012207,35.212989807128906,null,{"v":2.6787451098436783,"d":"2.67875"},{"v":1.1575586619691818,"d":"1.15756"},{"v":-1.0357657855896378,"d":"-1.03577"},{"v":0.5168474565108767,"d":"0.51685"},"OK",null,{"v":1.53588974175501,"d":"1.53589"},52.658991011289075,-46.24139954785084,null,{"$f":"TEXT($Y47, \"0\" & DeciSep() & \"000\") & ListSep() & TEXT($Z47, \"0\" & DeciSep() & \"000\")","v":"52.659,-46.241"}]
[{"$nulls":13},52.32161331176758,-47.17875671386719,34.975303649902344,null,{"v":0.10357037520301271,"d":"0.10357"},{"v":0.3679525581630123,"d":"0.36795"},{"v":0.36598084071872955,"d":"0.36598"},{"v":0.03804088965201641,"d":"0.03804"},"OK",null,{"v":1.5707963267948966,"d":"1.57080"},52.57357643635105,-46.18084795571101,null,{"$f":"TEXT($Y48, \"0\" & DeciSep() & \"000\") & ListSep() & TEXT($Z48, \"0\" & DeciSep() & \"000\")","v":"52.574,-46.181"}]
[{"$nulls":13},51.38197708129883,-46.848690032958984,35.035091400146484,null,{"v":3.512351890614201,"d":"3.51235"},{"v":0.6362759104082666,"d":"0.63628"},{"v":-0.5930425689512943,"d":"-0.59304"},{"v":-0.23053751446894263,"d":"-0.23054"},"OK",null,{"v":1.605702911834783,"d":"1.60570"},52.487463046878005,-46.12129437415644,null,{"$f":"TEXT($Y49, \"0\" & DeciSep() & \"000\") & ListSep() & TEXT($Z49, \"0\" & DeciSep() & \"000\")","v":"52.487,-46.121"}]
[{"$nulls":13},51.737457275390625,-48.474002838134766,34.58980178833008,null,{"v":-1.1361980521738313,"d":"-1.13620"},{"v":1.4972017396044723,"d":"1.49720"},{"v":0.6303908854916954,"d":"0.63039"},{"v":-1.3580207585172084,"d":"-1.35802"},"NG",null,{"v":1.6406094968746698,"d":"1.64061"},52.40075575877027,-46.06281136005275,null,{"$f":"TEXT($Y50, \"0\" & DeciSep() & \"000\") & ListSep() & TEXT($Z50, \"0\" & DeciSep() & \"000\")","v":"52.401,-46.063"}]
[{"$nulls":13},50.20585632324219,-44.90219497680664,35.358863830566406,null,{"v":2.889194519224154,"d":"2.88919"},{"v":2.7603871917152007,"d":"2.76039"},{"v":-2.672927989926901,"d":"-2.67293"},{"v":0.6893427368520473,"d":"0.68934"},"NG",null,{"v":1.6755160819145563,"d":"1.67552"},52.31356021150217,-46.00547016594398,null,{"$f":"TEXT($Y51, \"0\" & DeciSep() & \"000\") & ListSep() & TEXT($Z51, \"0\" & DeciSep() & \"000\")","v":"52.314,-46.005"}]
[{"$nulls":13},51.47248458862305,-46.97002029418945,35.004093170166016,null,{"v":3.695687054831515,"d":"3.69569"},{"v":0.5283666265016017,"d":"0.52837"},{"v":-0.44931098044504597,"d":"-0.44931"},{"v":-0.2780124724759567,"d":"-0.27801"},"OK",null,{"v":1.710422666954443,"d":"1.71042"},52.22598263941659,-45.94934065324244,null,{"$f":"TEXT($Y52, \"0\" & DeciSep() & \"000\") & ListSep() & TEXT($Z52, \"0\" & DeciSep() & \"000\")","v":"52.226,-45.949"}]
[{"$nulls":13},53.75967788696289,-47.02523422241211,35.14561080932617,null,{"v":0.5965259701608958,"d":"0.59653"},{"v":1.7598588102023773,"d":"1.75986"},{"v":1.4559174937610126,"d":"1.45592"},{"v":0.988639106654991,"d":"0.98864"},"NG",null,{"v":1.7453292519943295,"d":"1.74533"},52.13812974229485,-45.89449120711325,null,{"$f":"TEXT($Y53, \"0\" & DeciSep() & \"000\") & ListSep() & TEXT($Z53, \"0\" & DeciSep() & \"000\")","v":"52.138,-45.894"}]
[{"$nulls":13},53.62302017211914,-47.81565856933594,34.78963088989258,null,{"v":0.14517489900255515,"d":"0.14517"},{"v":1.8164507647709016,"d":"1.81645"},{"v":1.7973428273925651,"d":"1.79734"},{"v":0.2627777419365904,"d":"0.26278"},"OK",null,{"v":1.780235837034216,"d":"1.78024"},52.05010855535938,-45.840988653157616,null,{"$f":"TEXT($Y54, \"0\" & DeciSep() & \"000\") & ListSep() & TEXT($Z54, \"0\" & DeciSep() & \"000\")","v":"52.050,-45.841"}]
[{"$nulls":13},53.130104064941406,-46.569007873535156,35.228904724121094,null,{"v":0.9752121892163226,"d":"0.97521"},{"v":1.209499653026729,"d":"1.20950"},{"v":0.6785201270629879,"d":"0.67852"},{"v":1.0012491437410593,"d":"1.00125"},"NG",null,{"v":1.8151424220741028,"d":"1.81514"},51.96202631886783,-45.7888981759961,null,{"$f":"TEXT($Y55, \"0\" & DeciSep() & \"000\") & ListSep() & TEXT($Z55, \"0\" & DeciSep() & \"000\")","v":"51.962,-45.789"}]
[{"$nulls":13},53.71320343017578,-48.2640380859375,34.58472442626953,null,{"v":-0.02479587045550402,"d":"-0.02480"},{"v":2.1290510270697136,"d":"2.12905"},{"v":2.128396552855433,"d":"2.12840"},{"v":-0.05278626393023467,"d":"-0.05279"},"OK",null,{"v":1.8500490071139892,"d":"1.85005"},51.873990347457344,-45.73828323985121,null,{"$f":"TEXT($Y56, \"0\" & DeciSep() & \"000\") & ListSep() & TEXT($Z56, \"0\" & DeciSep() & \"000\")","v":"51.874,-45.738"}]
[{"$nulls":13},52.425445556640625,-47.34600830078125,34.93013381958008,null,{"v":-0.0719237150759292,"d":"-0.07192"},{"v":0.5483845966789906,"d":"0.54838"},{"v":0.5469668055658262,"d":"0.54697"},{"v":-0.03940786068660449,"d":"-0.03941"},"OK",null,{"v":1.8849555921538759,"d":"1.88496"},51.78610789939818,-45.68920551122598,null,{"$f":"TEXT($Y57, \"0\" & DeciSep() & \"000\") & ListSep() & TEXT($Z57, \"0\" & DeciSep() & \"000\")","v":"51.786,-45.689"}]
[{"$nulls":13},52.4609375,-47.190547943115234,35.022361755371094,null,{"v":0.21886748127374017,"d":"0.21887"},{"v":0.4987703855800749,"d":"0.49877"},{"v":0.4868717055805151,"d":"0.48687"},{"v":0.10829515149265354,"d":"0.10830"},"OK",null,{"v":1.9198621771937625,"d":"1.91986"},51.69848604591605,-45.64172478377291,null,{"$f":"TEXT($Y58, \"0\" & DeciSep() & \"000\") & ListSep() & TEXT($Z58, \"0\" & DeciSep() & \"000\")","v":"51.698,-45.642"}]
[{"$nulls":13},51.90016174316406,-45.73956298828125,35.39297866821289,null,{"v":2.2607057694209427,"d":"2.26071"},{"v":1.2643848852459962,"d":"1.26438"},{"v":-0.80473968161201,"d":"-0.80474"},{"v":0.9752246832794644,"d":"0.97522"},"NG",null,{"v":1.9547687622336491,"d":"1.95477"},51.6112315407423,-45.59589890544456,null,{"$f":"TEXT($Y59, \"0\" & DeciSep() & \"000\") & ListSep() & TEXT($Z59, \"0\" & DeciSep() & \"000\")","v":"51.611,-45.596"}]
[{"$nulls":13},53.56009292602539,-47.29487228393555,34.98979949951172,null,{"v":0.4240595157393387,"d":"0.42406"},{"v":1.587715214283667,"d":"1.58772"},{"v":1.4470851034329384,"d":"1.44709"},{"v":0.6532873066961524,"d":"0.65329"},"OK",null,{"v":1.9896753472735356,"d":"1.98968"},51.524450690050976,-45.551783708014725,null,{"$f":"TEXT($Y60, \"0\" & DeciSep() & \"000\") & ListSep() & TEXT($Z60, \"0\" & DeciSep() & \"000\")","v":"51.524,-45.552"}]
[{"$nulls":13},51.40496826171875,-47.468692779541016,34.91014099121094,null,{"v":-1.863545831447656,"d":"-1.86355"},{"v":0.7574534250737065,"d":"0.75745"},{"v":-0.21859033059731614,"d":"-0.21859"},{"v":-0.7252268324636404,"d":"-0.72523"},"OK",null,{"v":2.0245819323134224,"d":"2.02458"},51.43824922294106,-45.50943293905606,null,{"$f":"TEXT($Y61, \"0\" & DeciSep() & \"000\") & ListSep() & TEXT($Z61, \"0\" & DeciSep() & \"000\")","v":"51.438,-45.509"}]
[{"$nulls":13},53.87197494506836,-48.02915573120117,34.79222106933594,null,{"v":0.1081986009825252,"d":"0.10820"},{"v":2.1362237041161927,"d":"2.13622"},{"v":2.123731579863143,"d":"2.12373"},{"v":0.23068569682558276,"d":"0.23069"},"OK",null,{"v":2.0594885173533086,"d":"2.05949"},51.35273216262193,-45.468898196456905,null,{"$f":"TEXT($Y62, \"0\" & DeciSep() & \"000\") & ListSep() & TEXT($Z62, \"0\" & DeciSep() & \"000\")","v":"51.353,-45.469"}]
[{"$nulls":13},51.309661865234375,-46.36322784423828,35.15874481201172,null,{"v":3.007400699734349,"d":"3.00740"},{"v":0.9391727842442565,"d":"0.93917"},{"v":-0.930729398213291,"d":"-0.93073"},{"v":0.12565152592242512,"d":"0.12565"},"OK",null,{"v":2.0943951023931953,"d":"2.09440"},51.268003698458664,-45.430228865557204,null,{"$f":"TEXT($Y63, \"0\" & DeciSep() & \"000\") & ListSep() & TEXT($Z63, \"0\" & DeciSep() & \"000\")","v":"51.268,-45.430"}]
[{"$nulls":13},53.97297286987305,-49.74769973754883,34.35152053833008,null,{"v":-0.3371965741704278,"d":"-0.33720"},{"v":3.3826728770280146,"d":"3.38267"},{"v":3.1921805833091867,"d":"3.19218"},{"v":-1.1191331093863706,"d":"-1.11913"},"NG",null,{"v":2.129301687433082,"d":"2.12930"},51.18416705903345,-45.39347205898012,null,{"$f":"TEXT($Y64, \"0\" & DeciSep() & \"000\") & ListSep() & TEXT($Z64, \"0\" & DeciSep() & \"000\")","v":"51.184,-45.393"}]
[{"$nulls":13},52.63887405395508,-46.866458892822266,35.02463150024414,null,{"v":0.8169241178803233,"d":"0.81692"},{"v":0.6526816100697577,"d":"0.65268"},{"v":0.4467389549791199,"d":"0.44674"},{"v":0.4758335740859561,"d":"0.47583"},"OK",null,{"v":2.1642082724729685,"d":"2.16421"},51.101324386377364,-45.358672559232524,null,{"$f":"TEXT($Y65, \"0\" & DeciSep() & \"000\") & ListSep() & TEXT($Z65, \"0\" & DeciSep() & \"000\")","v":"51.101,-45.359"}]
[{"$nulls":13},50.026832580566406,-47.03359603881836,34.88151168823242,null,{"v":-2.513702609207363,"d":"-2.51370"},{"v":1.9734534093660565,"d":"1.97345"},{"v":-1.5970542291325172,"d":"-1.59705"},{"v":-1.1592826006407815,"d":"-1.15928"},"NG",null,{"v":2.199114857512855,"d":"2.19911"},51.01957661152612,-45.32587276414437,null,{"$f":"TEXT($Y66, \"0\" & DeciSep() & \"000\") & ListSep() & TEXT($Z66, \"0\" & DeciSep() & \"000\")","v":"51.020,-45.326"}]
[{"$nulls":13},51.58845901489258,-46.23664093017578,35.26200485229492,null,{"$f":"(ATAN2($N67-$A$3, $O67-$A$6))-$C$15","v":{"v":2.6761120783597727,"d":"2.67611"}},{"$f":"SQRT(($N67-$A$3)^2+($O67-$A$6)^2)","v":{"v":0.8672272204596,"d":"0.86723"}},{"v":-0.774959414185475,"d":"-0.77496"},{"v":0.3892569309227378,"d":"0.38926"},{"$f":"IF(($T67/$A$9)^2 +($U67/$A$12)^2<=1, \"OK\", \"NG\")","v":"OK"},null,{"v":2.234021442552742,"d":"2.23402"},{"$f":"$A$3+$A$9*COS($X67)*COS($C$15)-$A$12*SIN($X67)*SIN($C$15)","v":50.93902333155108},{"$f":"$A$6+$A$9*COS($X67)*SIN($C$15)+$A$12*SIN($X67)*COS($C$15)","v":-45.29511263521359},null,{"$f":"TEXT($Y67, \"0\" & DeciSep() & \"000\") & ListSep() & TEXT($Z67, \"0\" & DeciSep() & \"000\")","v":"50.939,-45.295"}]
[{"$nulls":13},51.75495147705078,-45.335113525390625,35.43533706665039,null,{"v":2.32779862357952,"d":"2.32780"},{"v":1.6828237435741233,"d":"1.68282"},{"$f":"$S68*COS($R68)","v":{"v":-1.155671649559352,"d":"-1.15567"}},{"$f":"$S68*SIN($R68)","v":{"v":1.2232411006590618,"d":"1.22324"}},"NG",null,{"v":2.2689280275926285,"d":"2.26893"},50.85976268821562,-45.26642964891903,null,{"$f":"TEXT($Y68, \"0\" & DeciSep() & \"000\") & ListSep() & TEXT($Z68, \"0\" & DeciSep() & \"000\")","v":"50.860,-45.266"}]
[{"$nulls":13},51.991477966308594,-45.07908248901367,35.55433654785156,null,{"v":2.186097975059,"d":"2.18610"},{"v":1.920936414635359,"d":"1.92094"},{"v":-1.1087738617956737,"d":"-1.10877"},{"v":1.5686354683197927,"d":"1.56864"},"NG",null,{"v":2.303834612632515,"d":"2.30383"},50.78189124840447,-45.23985875106122,null,{"$f":"TEXT($Y69, \"0\" & DeciSep() & \"000\") & ListSep() & TEXT($Z69, \"0\" & DeciSep() & \"000\")","v":"50.782,-45.240"}]
[{"$nulls":13},51.79903030395508,-47.4842414855957,34.875152587890625,null,{"v":-1.3533179498755366,"d":"-1.35332"},{"v":0.5242886944235225,"d":"0.52429"},{"v":0.11312476828598482,"d":"0.11312"},{"v":-0.5119388849272577,"d":"-0.51194"},"OK",null,{"v":2.3387411976724013,"d":"2.33874"},50.705503886471874,-45.215432314186266,null,{"$f":"TEXT($Y70, \"0\" & DeciSep() & \"000\") & ListSep() & TEXT($Z70, \"0\" & DeciSep() & \"000\")","v":"50.706,-45.215"}]
[{"$nulls":13},51.599727630615234,-47.4351806640625,34.72648239135742,null,{"v":-1.7035698719211456,"d":"-1.70357"},{"v":0.5912699722349958,"d":"0.59127"},{"v":-0.07827455519207871,"d":"-0.07827"},{"v":-0.5860659298033413,"d":"-0.58607"},"OK",null,{"v":2.3736477827122884,"d":"2.37365"},50.63069366865177,-45.19318009814491,null,{"$f":"TEXT($Y71, \"0\" & DeciSep() & \"000\") & ListSep() & TEXT($Z71, \"0\" & DeciSep() & \"000\")","v":"50.631,-45.193"}]
[{"$nulls":13},51.064579010009766,-47.74740982055664,34.91891098022461,null,{"v":-1.8565910135666972,"d":"-1.85659"},{"v":1.1973445069731685,"d":"1.19734"},{"v":-0.33755535485268046,"d":"-0.33756"},{"v":-1.1487777203572067,"d":"-1.14878"},"NG",null,{"v":2.4085543677521746,"d":"2.40855"},50.55755173967095,-45.17312921383468,null,{"$f":"TEXT($Y72, \"0\" & DeciSep() & \"000\") & ListSep() & TEXT($Z72, \"0\" & DeciSep() & \"000\")","v":"50.558,-45.173"}]
[{"$nulls":13},51.712738037109375,-45.937461853027344,35.31108093261719,null,{"v":2.445703777110939,"d":"2.44570"},{"v":1.100684672872236,"d":"1.10068"},{"v":-0.8447580679759441,"d":"-0.84476"},{"v":0.7056136022536775,"d":"0.70561"},"OK",null,{"v":2.443460952792061,"d":"2.44346"},50.48616721170322,-45.15530409016952,null,{"$f":"TEXT($Y73, \"0\" & DeciSep() & \"000\") & ListSep() & TEXT($Z73, \"0\" & DeciSep() & \"000\")","v":"50.486,-45.155"}]
[{"$nulls":13},50.33106994628906,-46.07093811035156,35.22698211669922,null,{"v":3.2444996798148145,"d":"3.24450"},{"v":1.9101003949993618,"d":"1.91010"},{"v":-1.899995473086771,"d":"-1.90000"},{"v":-0.19621600655016824,"d":"-0.19622"},"OK",null,{"v":2.478367537831948,"d":"2.47837"},50.41662705579995,-45.13972644431688,null,{"$f":"TEXT($Y74, \"0\" & DeciSep() & \"000\") & ListSep() & TEXT($Z74, \"0\" & DeciSep() & \"000\")","v":"50.417,-45.140"}]
[{"$nulls":13},51.1991081237793,-47.29082489013672,34.92412567138672,null,{"v":-2.182406994723846,"d":"-2.18241"},{"v":0.8520603934694727,"d":"0.85206"},{"v":-0.4892419135738314,"d":"-0.48924"},{"v":-0.6976025115507887,"d":"-0.69760"},"OK",null,{"v":2.5132741228718345,"d":"2.51327"},50.34901599592929,-45.126415255238655,null,{"$f":"TEXT($Y75, \"0\" & DeciSep() & \"000\") & ListSep() & TEXT($Z75, \"0\" & DeciSep() & \"000\")","v":"50.349,-45.126"}]
[{"$nulls":13},52.820011138916016,-48.10377883911133,34.58342742919922,null,{"v":-0.32098140794366004,"d":"-0.32098"},{"v":1.3750439969747486,"d":"1.37504"},{"v":1.3048153338399688,"d":"1.30482"},{"v":-0.43382362567336386,"d":"-0.43382"},"OK",null,{"v":2.548180707911721,"d":"2.54818"},50.28341640575301,-45.11538674056831,null,{"$f":"TEXT($Y76, \"0\" & DeciSep() & \"000\") & ListSep() & TEXT($Z76, \"0\" & DeciSep() & \"000\")","v":"50.283,-45.115"}]
[{"$nulls":13},51.475406646728516,-47.12356185913086,34.96059036254883,null,{"v":-2.2994053292941006,"d":"-2.29941"},{"v":0.5389487167889861,"d":"0.53895"},{"v":-0.3588495469235654,"d":"-0.35885"},{"v":-0.4021103356060954,"d":"-0.40211"},"OK",null,{"v":2.5830872929516078,"d":"2.58309"},50.21990820826688,-45.10665433685217,null,{"$f":"TEXT($Y77, \"0\" & DeciSep() & \"000\") & ListSep() & TEXT($Z77, \"0\" & DeciSep() & \"000\")","v":"50.220,-45.107"}]
[{"$nulls":13},51.835105895996094,-49.194793701171875,34.3889045715332,null,{"v":-1.0349198695596924,"d":"-1.03492"},{"v":2.2009792039542284,"d":"2.20098"},{"v":1.1238086072578852,"d":"1.12381"},{"v":-1.8924491196574034,"d":"-1.89245"},"NG",null,{"v":2.6179938779914944,"d":"2.61799"},50.158568778426854,-45.10022868317904,null,{"$f":"TEXT($Y78, \"0\" & DeciSep() & \"000\") & ListSep() & TEXT($Z78, \"0\" & DeciSep() & \"000\")","v":"50.159,-45.100"}]
[{"$nulls":13},51.83273696899414,-47.31942367553711,34.78022384643555,null,{"v":-1.4423113925528577,"d":"-1.44231"},{"v":0.36056678443098944,"d":"0.36057"},{"v":0.04620003971830529,"d":"0.04620"},{"v":-0.35759469006814215,"d":"-0.35759"},"OK",null,{"v":2.6529004630313806,"d":"2.65290"},50.099472848879586,-45.096117608218115,null,{"$f":"TEXT($Y79, \"0\" & DeciSep() & \"000\") & ListSep() & TEXT($Z79, \"0\" & DeciSep() & \"000\")","v":"50.099,-45.096"}]
[{"$nulls":13},51.65022659301758,-45.62739181518555,35.33094024658203,null,{"v":2.4311752155644424,"d":"2.43118"},{"v":1.4164726136610333,"d":"1.41647"},{"v":-1.0738133125197282,"d":"-1.07381"},{"v":0.9237530162912201,"d":"0.92375"},"OK",null,{"v":2.6878070480712677,"d":"2.68781"},50.04269241891219,-45.094326120680975,null,{"$f":"TEXT($Y80, \"0\" & DeciSep() & \"000\") & ListSep() & TEXT($Z80, \"0\" & DeciSep() & \"000\")","v":"50.043,-45.094"}]
[{"$nulls":13},53.621665954589844,-47.946685791015625,34.73098373413086,null,{"v":0.08246235499312515,"d":"0.08246"},{"v":1.8777684775250298,"d":"1.87777"},{"v":1.871387644211043,"d":"1.87139"},{"v":0.1546697781756694,"d":"0.15467"},"OK",null,{"v":2.722713633111154,"d":"2.72271"},49.988296666732225,-45.094856403219225,null,{"$f":"TEXT($Y81, \"0\" & DeciSep() & \"000\") & ListSep() & TEXT($Z81, \"0\" & DeciSep() & \"000\")","v":"49.988,-45.095"}]
[{"$nulls":13},52.889644622802734,-47.5205078125,34.82286834716797,null,{"v":0.08149314304880062,"d":"0.08149"},{"v":1.0307259275653031,"d":"1.03073"},{"v":1.0273052276461971,"d":"1.02731"},{"v":0.0839041536882967,"d":"0.08390"},"OK",null,{"v":2.7576202181510405,"d":"2.75762"},49.93635186518471,-45.09770780976528,null,{"$f":"TEXT($Y82, \"0\" & DeciSep() & \"000\") & ListSep() & TEXT($Z82, \"0\" & DeciSep() & \"000\")","v":"49.936,-45.098"}]
[{"$nulls":13},53.16600036621094,-47.50839614868164,34.98189163208008,null,{"v":0.19970010137697836,"d":"0.19970"},{"v":1.2720155258480006,"d":"1.27202"},{"v":1.2467356348388146,"d":"1.24674"},{"v":0.2523365903340681,"d":"0.25234"},"OK",null,{"v":2.792526803190927,"d":"2.79253"},49.88692130100884,-45.1028768663195,null,{"$f":"TEXT($Y83, \"0\" & DeciSep() & \"000\") & ListSep() & TEXT($Z83, \"0\" & DeciSep() & \"000\")","v":"49.887,-45.103"}]
[{"$nulls":13},51.851139068603516,-47.015933990478516,35.06180191040039,null,{"v":-2.4240939889928796,"d":"-2.42409"},{"v":0.14971128530875102,"d":"0.14971"},{"v":-0.11280037479267502,"d":"-0.11280"},{"v":-0.09843548341645048,"d":"-0.09844"},"OK",null,{"v":2.827433388230814,"d":"2.82743"},49.84006519773287,-45.11035727518268,null,{"$f":"TEXT($Y84, \"0\" & DeciSep() & \"000\") & ListSep() & TEXT($Z84, \"0\" & DeciSep() & \"000\")","v":"49.840,-45.110"}]
[{"$nulls":13},51.31196975708008,-47.07830047607422,34.97697067260742,null,{"v":-2.417411106548135,"d":"-2.41741"},{"v":0.6924713566104348,"d":"0.69247"},{"v":-0.5186900719892648,"d":"-0.51869"},{"v":-0.45877792988075095,"d":"-0.45878"},"OK",null,{"v":2.8623399732707,"d":"2.86234"},49.79584064230101,-45.1201399226289,null,{"$f":"TEXT($Y85, \"0\" & DeciSep() & \"000\") & ListSep() & TEXT($Z85, \"0\" & DeciSep() & \"000\")","v":"49.796,-45.120"}]
[{"$nulls":13},50.66884994506836,-47.261600494384766,34.967140197753906,null,{"v":-2.3366781505876126,"d":"-2.33668"},{"v":1.356611693671724,"d":"1.35661"},{"v":-0.9403664094357715,"d":"-0.94037"},{"v":-0.9778068845184813,"d":"-0.97781"},"NG",null,{"v":2.897246558310587,"d":"2.89725"},49.75430151552178,-45.13221289000916,null,{"$f":"TEXT($Y86, \"0\" & DeciSep() & \"000\") & ListSep() & TEXT($Z86, \"0\" & DeciSep() & \"000\")","v":"49.754,-45.132"}]
[{"$nulls":13},52.60358810424805,-47.25785827636719,34.86948013305664,null,{"v":0.2071250283927979,"d":"0.20713"},{"v":0.6563607927663017,"d":"0.65636"},{"v":0.6423318607456193,"d":"0.64233"},{"v":0.13497877963546095,"d":"0.13498"},"OK",null,{"v":2.9321531433504737,"d":"2.93215"},49.71549842642256,-45.14656146827239,null,{"$f":"TEXT($Y87, \"0\" & DeciSep() & \"000\") & ListSep() & TEXT($Z87, \"0\" & DeciSep() & \"000\")","v":"49.715,-45.147"}]
[{"$nulls":13},54.595829010009766,-50.01091766357422,34.24257278442383,null,{"v":-0.2484318892271743,"d":"-0.24843"},{"v":3.9754186478950255,"d":"3.97542"},{"v":3.8533700637934873,"d":"3.85337"},{"v":-0.9774930063645911,"d":"-0.97749"},"NG",null,{"v":2.9670597283903604,"d":"2.96706"},49.679478650590255,-45.163168175886206,null,{"$f":"TEXT($Y88, \"0\" & DeciSep() & \"000\") & ListSep() & TEXT($Z88, \"0\" & DeciSep() & \"000\")","v":"49.679,-45.163"}]
[{"$nulls":13},52.4128532409668,-46.867340087890625,35.06121826171875,null,{"v":0.9217693016437496,"d":"0.92177"},{"v":0.4336432299225426,"d":"0.43364"},{"v":0.26209897669494914,"d":"0.26210"},{"v":0.34547152888930754,"d":"0.34547"},"OK",null,{"v":3.0019663134302466,"d":"3.00197"},49.64628607257329,-45.18201278013546,null,{"$f":"TEXT($Y89, \"0\" & DeciSep() & \"000\") & ListSep() & TEXT($Z89, \"0\" & DeciSep() & \"000\")","v":"49.646,-45.182"}]
[{"$nulls":13},52.06154251098633,-46.195228576660156,35.15534973144531,null,{"v":2.105338074764459,"d":"2.10534"},{"v":0.8071211337110065,"d":"0.80712"},{"v":-0.41118525139129825,"d":"-0.41119"},{"v":0.694529490749828,"d":"0.69453"},"OK",null,{"v":3.036872898470133,"d":"3.03687"},49.61596113241506,-45.203072321772645,null,{"$f":"TEXT($Y90, \"0\" & DeciSep() & \"000\") & ListSep() & TEXT($Z90, \"0\" & DeciSep() & \"000\")","v":"49.616,-45.203"}]
[{"$nulls":13},52.86711502075195,-47.59693145751953,34.950889587402344,null,{"v":0.007959592795376613,"d":"0.00796"},{"v":1.0527182073993269,"d":"1.05272"},{"v":1.0526848600325427,"d":"1.05268"},{"v":0.00837911978183715,"d":"0.00838"},"OK",null,{"v":3.07177948351002,"d":"3.07178"},49.588540776383944,-45.22632114299027,null,{"$f":"TEXT($Y91, \"0\" & DeciSep() & \"000\") & ListSep() & TEXT($Z91, \"0\" & DeciSep() & \"000\")","v":"49.589,-45.226"}]
[{"$nulls":13},50.75043487548828,-46.09016036987305,35.170772552490234,null,{"v":3.1231043864228365,"d":"3.12310"},{"v":1.5457105657093562,"d":"1.54571"},{"v":-1.5454463989151745,"d":"-1.54545"},{"v":0.02857588188765054,"d":"0.02858"},"OK",null,{"v":3.106686068549907,"d":"3.10669"},49.56405841195999,-45.25173091868088,null,{"$f":"TEXT($Y92, \"0\" & DeciSep() & \"000\") & ListSep() & TEXT($Z92, \"0\" & DeciSep() & \"000\")","v":"49.564,-45.252"}]
[{"$nulls":13},50.714595794677734,-46.375186920166016,35.0570182800293,null,{"v":3.30000577354003,"d":"3.30001"},{"v":1.4292149438736617,"d":"1.42921"},{"v":-1.4113195422440992,"d":"-1.41132"},{"v":-0.2254606517148843,"d":"-0.22546"},"OK",null,{"v":3.141592653589793,"d":"3.14159"},49.54254386713303,-45.27927069094686,null,{"$f":"TEXT($Y93, \"0\" & DeciSep() & \"000\") & ListSep() & TEXT($Z93, \"0\" & DeciSep() & \"000\")","v":"49.543,-45.279"}]
[{"$nulls":13},50.31755447387695,-47.08787155151367,34.99984359741211,null,{"v":-2.4785463601255904,"d":"-2.47855"},{"v":1.6847386616139834,"d":"1.68474"},{"v":-1.3277776407547133,"d":"-1.32778"},{"v":-1.0369912702856874,"d":"-1.03699"},"NG",null,{"v":3.1764992386296798,"d":"3.17650"},49.52402335406185,-45.308906906817896,null,{"$f":"TEXT($Y94, \"0\" & DeciSep() & \"000\") & ListSep() & TEXT($Z94, \"0\" & DeciSep() & \"000\")","v":"49.524,-45.309"}]
[{"$nulls":13},52.22590255737305,-46.305362701416016,35.144203186035156,null,{"v":1.8672403107031899,"d":"1.86724"},{"v":0.73044708364928,"d":"0.73045"},{"v":-0.21337904459607673,"d":"-0.21338"},{"v":0.6985859469950736,"d":"0.69859"},"OK",null,{"v":3.211405823669566,"d":"3.21141"},49.50851943713881,-45.34060345913005,null,{"$f":"TEXT($Y95, \"0\" & DeciSep() & \"000\") & ListSep() & TEXT($Z95, \"0\" & DeciSep() & \"000\")","v":"49.509,-45.341"}]
[{"$nulls":13},52.1405029296875,-47.69614791870117,34.84480667114258,null,{"v":-0.760777368906717,"d":"-0.76078"},{"v":0.7101851856823993,"d":"0.71019"},{"v":0.514387304463924,"d":"0.51439"},{"v":-0.48966182102455397,"d":"-0.48966"},"OK",null,{"v":3.2463124087094526,"d":"3.24631"},49.49605100549844,-45.37432173051682,null,{"$f":"TEXT($Y96, \"0\" & DeciSep() & \"000\") & ListSep() & TEXT($Z96, \"0\" & DeciSep() & \"000\")","v":"49.496,-45.374"}]
[{"$nulls":13},52.81174087524414,-46.10976028442383,35.289947509765625,null,{"v":1.4423527927630921,"d":"1.44235"},{"v":1.2047613870519203,"d":"1.20476"},{"v":0.15431867383082393,"d":"0.15432"},{"v":1.194837121384485,"d":"1.19484"},"NG",null,{"v":3.2812189937493397,"d":"3.28122"},49.48663325000409,-45.410020640458406,null,{"$f":"TEXT($Y97, \"0\" & DeciSep() & \"000\") & ListSep() & TEXT($Z97, \"0\" & DeciSep() & \"000\")","v":"49.487,-45.410"}]
[{"$nulls":13},53.669288635253906,-48.15142822265625,34.73155212402344,null,{"v":0.007036874633326584,"d":"0.00704"},{"v":2.0278835025013593,"d":"2.02788"},{"v":2.0278332947418094,"d":"2.02783"},{"v":0.014269844209329037,"d":"0.01427"},"OK",null,{"v":3.3161255787892263,"d":"3.31613"},49.480277644740156,-45.44765669533205,null,{"$f":"TEXT($Y98, \"0\" & DeciSep() & \"000\") & ListSep() & TEXT($Z98, \"0\" & DeciSep() & \"000\")","v":"49.480,-45.448"}]
[{"$nulls":13},51.46709060668945,-46.79431915283203,35.08583450317383,null,{"v":3.384114654035894,"d":"3.38411"},{"v":0.5712241524746204,"d":"0.57122"},{"v":-0.5545075062954085,"d":"-0.55451"},{"v":-0.13718038428432824,"d":"-0.13718"},"OK",null,{"v":3.3510321638291125,"d":"3.35103"},{"$f":"$A$3+$A$9*COS($X99)*COS($C$15)-$A$12*SIN($X99)*SIN($C$15)","v":49.476991933032615},{"$f":"$A$6+$A$9*COS($X99)*SIN($C$15)+$A$12*SIN($X99)*COS($C$15)","v":-45.48718404140228},null,{"$f":"TEXT($Y99, \"0\" & DeciSep() & \"000\") & ListSep() & TEXT($Z99, \"0\" & DeciSep() & \"000\")","v":"49.477,-45.487"}]
[{"$nulls":13},51.561607360839844,-45.64769744873047,35.35432052612305,null,{"v":2.4951537634636685,"d":"2.49515"},{"v":1.4215872453844998,"d":"1.42159"},{"v":-1.1347591047948937,"d":"-1.13476"},{"v":0.8562897116776433,"d":"0.85629"},"OK",null,{"v":3.385938748868999,"d":"3.38594"},49.47678011801509,-45.528554520686626,null,{"$f":"TEXT($Y100, \"0\" & DeciSep() & \"000\") & ListSep() & TEXT($Z100, \"0\" & DeciSep() & \"000\")","v":"49.477,-45.529"}]
[{"$nulls":13},51.69744873046875,-47.0928955078125,34.99275207519531,null,{"v":-2.232823983458725,"d":"-2.23282"},{"v":0.31649146286545127,"d":"0.31649"},{"v":-0.19455281661463877,"d":"-0.19455"},{"v":-0.2496318241210925,"d":"-0.24963"},"OK",null,{"v":3.420845333908886,"d":"3.42085"},49.47964245775153,-45.571717729628716,null,{"$f":"TEXT($Y101, \"0\" & DeciSep() & \"000\") & ListSep() & TEXT($Z101, \"0\" & DeciSep() & \"000\")","v":"49.480,-45.572"}]
[{"$nulls":13},52.09270095825195,-47.25990295410156,34.716251373291016,null,{"v":-0.617321895681813,"d":"-0.61732"},{"v":0.27594023485448665,"d":"0.27594"},{"v":0.22501038967031955,"d":"0.22501"},{"v":-0.15972895088856057,"d":"-0.15973"},"OK",null,{"v":3.455751918948773,"d":"3.45575"},49.48557546492188,-45.61662108050723,null,{"$f":"TEXT($Y102, \"0\" & DeciSep() & \"000\") & ListSep() & TEXT($Z102, \"0\" & DeciSep() & \"000\")","v":"49.486,-45.617"}]
[{"$nulls":13},50.03893280029297,-46.38999557495117,35.12397384643555,null,{"v":3.4508878357320008,"d":"3.45089"},{"v":2.053750218586946,"d":"2.05375"},{"v":-1.9562963699059785,"d":"-1.95630"},{"v":-0.6251355640488054,"d":"-0.62514"},"OK",null,{"v":3.490658503988659,"d":"3.49066"},49.49457191107082,-45.66320986550597,null,{"$f":"TEXT($Y103, \"0\" & DeciSep() & \"000\") & ListSep() & TEXT($Z103, \"0\" & DeciSep() & \"000\")","v":"49.495,-45.663"}]
[{"$nulls":13},54.152099609375,-47.56597137451172,35.00170135498047,null,{"v":0.35370259302215473,"d":"0.35370"},{"v":2.225276685142482,"d":"2.22528"},{"v":2.087524638602207,"d":"2.08752"},{"v":0.7707770161774657,"d":"0.77078"},"NG",null,{"v":3.5255650890285457,"d":"3.52557"},49.5066208354145,-45.71142732336684,null,{"$f":"TEXT($Y104, \"0\" & DeciSep() & \"000\") & ListSep() & TEXT($Z104, \"0\" & DeciSep() & \"000\")","v":"49.507,-45.711"}]
[{"$nulls":13},54.453731536865234,-47.44837188720703,35.05851364135742,null,{"v":0.43012863943841384,"d":"0.43013"},{"v":2.4943608007352545,"d":"2.49436"},{"v":2.2671547537837284,"d":"2.26715"},{"v":1.0401178426699835,"d":"1.04012"},"NG",null,{"v":3.560471674068432,"d":"3.56047"},49.52170755819462,-45.7612147085448,null,{"$f":"TEXT($Y105, \"0\" & DeciSep() & \"000\") & ListSep() & TEXT($Z105, \"0\" & DeciSep() & \"000\")","v":"49.522,-45.761"}]
[{"$nulls":13},53.571624755859375,-45.9454231262207,35.30195999145508,null,{"v":1.2018691553504692,"d":"1.20187"},{"v":1.892653363915367,"d":"1.89265"},{"v":0.6825191864968385,"d":"0.68252"},{"v":1.7653057287631082,"d":"1.76531"},"NG",null,{"v":3.5953782591083185,"d":"3.59538"},49.539813698563385,-45.81251136278014,null,{"$f":"TEXT($Y106, \"0\" & DeciSep() & \"000\") & ListSep() & TEXT($Z106, \"0\" & DeciSep() & \"000\")","v":"49.540,-45.813"}]
[{"$nulls":13},52.23944854736328,-46.86864471435547,35.123844146728516,null,{"v":1.1126130949689021,"d":"1.11261"},{"v":0.27311136538258884,"d":"0.27311"},{"v":0.12080247043879737,"d":"0.12080"},{"v":0.24494199524994775,"d":"0.24494"},"OK",null,{"v":3.6302848441482056,"d":"3.63028"},49.56091719697781,-45.865254789001334,null,{"$f":"TEXT($Y107, \"0\" & DeciSep() & \"000\") & ListSep() & TEXT($Z107, \"0\" & DeciSep() & \"000\")","v":"49.561,-45.865"}]
[{"$nulls":13},54.330230712890625,-48.05425262451172,34.76642990112305,null,{"v":0.18599722568572025,"d":"0.18600"},{"v":2.5576207247339466,"d":"2.55762"},{"v":2.5135077155105194,"d":"2.51351"},{"v":0.472972235609753,"d":"0.47297"},"OK",null,{"v":3.6651914291880923,"d":"3.66519"},49.58499234207581,-45.91938072746804,null,{"$f":"TEXT($Y108, \"0\" & DeciSep() & \"000\") & ListSep() & TEXT($Z108, \"0\" & DeciSep() & \"000\")","v":"49.585,-45.919"}]
[{"$nulls":13},51.754920959472656,-47.779083251953125,34.66884231567383,null,{"v":-1.2647039763237162,"d":"-1.26470"},{"v":0.8167217699924864,"d":"0.81672"},{"v":0.2461067982156994,"d":"0.24611"},{"v":-0.7787592011987253,"d":"-0.77876"},"OK",null,{"v":3.7000980142279785,"d":"3.70010"},49.61200980200157,-45.974823234061674,null,{"$f":"TEXT($Y109, \"0\" & DeciSep() & \"000\") & ListSep() & TEXT($Z109, \"0\" & DeciSep() & \"000\")","v":"49.612,-45.975"}]
[{"$nulls":13},52.04480743408203,-46.70449447631836,35.04450225830078,null,{"v":2.031178094310606,"d":"2.03118"},{"v":0.29888328938797537,"d":"0.29888"},{"v":-0.13279090396772497,"d":"-0.13279"},{"v":0.26776444218531087,"d":"0.26776"},"OK",null,{"v":3.735004599267865,"d":"3.73500"},49.641936660141916,-46.03151476062823,null,{"$f":"TEXT($Y110, \"0\" & DeciSep() & \"000\") & ListSep() & TEXT($Z110, \"0\" & DeciSep() & \"000\")","v":"49.642,-46.032"}]
[{"$nulls":13},52.70191955566406,-46.8099479675293,35.15141296386719,null,{"v":0.875285687290494,"d":"0.87529"},{"v":0.7271938102527277,"d":"0.72719"},{"v":0.46596947144281836,"d":"0.46597"},{"v":0.5582860282625569,"d":"0.55829"},"OK",null,{"v":3.7699111843077517,"d":"3.76991"},49.67473645523006,-46.08938623727525,null,{"$f":"TEXT($Y111, \"0\" & DeciSep() & \"000\") & ListSep() & TEXT($Z111, \"0\" & DeciSep() & \"000\")","v":"49.675,-46.089"}]
[{"$nulls":13},51.67137145996094,-48.403079986572266,34.560306549072266,null,{"v":-1.1900031645752602,"d":"-1.19000"},{"v":1.4410517568941912,"d":"1.44105"},{"v":0.5355768782288889,"d":"0.53558"},{"v":-1.3378294261804953,"d":"-1.33783"},"NG",null,{"v":3.804817769347638,"d":"3.80482"},49.71036922576812,-46.14836715652285,null,{"$f":"TEXT($Y112, \"0\" & DeciSep() & \"000\") & ListSep() & TEXT($Z112, \"0\" & DeciSep() & \"000\")","v":"49.710,-46.148"}]
[{"$nulls":13},49.257591247558594,-46.34857940673828,35.138824462890625,null,{"v":3.519244086847774,"d":"3.51924"},{"v":2.8187150538485937,"d":"2.81872"},{"v":-2.6200892382871426,"d":"-2.62009"},{"v":-1.039368528580975,"d":"-1.03937"},"NG",null,{"v":3.839724354387525,"d":"3.83972"},49.74879155871398,-46.20838565920624,null,{"$f":"TEXT($Y113, \"0\" & DeciSep() & \"000\") & ListSep() & TEXT($Z113, \"0\" & DeciSep() & \"000\")","v":"49.749,-46.208"}]
[{"$nulls":13},52.31452178955078,-47.038875579833984,34.940269470214844,null,{"v":0.4878867915858168,"d":"0.48789"},{"v":0.3169152360011339,"d":"0.31692"},{"v":0.2799392834262118,"d":"0.27994"},{"v":0.14855727651136258,"d":"0.14856"},"OK",null,{"v":3.8746309394274117,"d":"3.87463"},49.78995664237349,-46.26936862202506,null,{"$f":"TEXT($Y114, \"0\" & DeciSep() & \"000\") & ListSep() & TEXT($Z114, \"0\" & DeciSep() & \"000\")","v":"49.790,-46.269"}]
[{"$nulls":13},50.29737854003906,-47.185089111328125,34.96694564819336,null,{"v":-2.4224443088096503,"d":"-2.42244"},{"v":1.71265227499681,"d":"1.71265"},{"v":-1.2885430966943414,"d":"-1.28854"},{"v":-1.1281996733792765,"d":"-1.12820"},"NG",null,{"v":3.9095375244672983,"d":"3.90954"},49.833814323433174,-46.3312417466328,null,{"$f":"TEXT($Y115, \"0\" & DeciSep() & \"000\") & ListSep() & TEXT($Z115, \"0\" & DeciSep() & \"000\")","v":"49.834,-46.331"}]
[{"$nulls":13},51.81510925292969,-46.30083465576172,35.178977966308594,null,{"v":2.4401885984173957,"d":"2.44019"},{"v":0.7231989815645847,"d":"0.72320"},{"v":-0.552478400001111,"d":"-0.55248"},{"v":0.46667374520993243,"d":"0.46667"},"OK",null,{"v":3.9444441095071845,"d":"3.94444"},49.88031116806444,-46.39392965015795,null,{"$f":"TEXT($Y116, \"0\" & DeciSep() & \"000\") & ListSep() & TEXT($Z116, \"0\" & DeciSep() & \"000\")","v":"49.880,-46.394"}]
[{"$nulls":13},51.86933135986328,-46.525394439697266,35.21348190307617,null,{"v":2.450325717719055,"d":"2.45033"},{"v":0.49226489960736763,"d":"0.49226"},{"v":-0.3792600496432896,"d":"-0.37926"},{"v":0.3138256620004509,"d":"0.31383"},"OK",null,{"v":3.979350694547071,"d":"3.97935"},49.92939052702438,-46.4573559570464,null,{"$f":"TEXT($Y117, \"0\" & DeciSep() & \"000\") & ListSep() & TEXT($Z117, \"0\" & DeciSep() & \"000\")","v":"49.929,-46.457"}]
[{"$nulls":13},51.19293975830078,-47.48492431640625,34.8979606628418,null,{"v":-1.9896811737723124,"d":"-1.98968"},{"v":0.9415401352962445,"d":"0.94154"},{"v":-0.38296388554801897,"d":"-0.38296"},{"v":-0.8601374824640734,"d":"-0.86014"},"OK",null,{"v":4.014257279586958,"d":"4.01426"},49.980992604674206,-46.5214433921133,null,{"$f":"TEXT($Y118, \"0\" & DeciSep() & \"000\") & ListSep() & TEXT($Z118, \"0\" & DeciSep() & \"000\")","v":"49.981,-46.521"}]
[{"$nulls":13},52.46040344238281,-45.61978530883789,35.29668426513672,null,{"v":1.8596946172711946,"d":"1.85969"},{"v":1.4549790113460952,"d":"1.45498"},{"v":-0.4145182029305523,"d":"-0.41452"},{"v":1.3946822515888293,"d":"1.39468"},"NG",null,{"v":4.049163864626845,"d":"4.04916"},50.03505453183099,-46.5861138746909,null,{"$f":"TEXT($Y119, \"0\" & DeciSep() & \"000\") & ListSep() & TEXT($Z119, \"0\" & DeciSep() & \"000\")","v":"50.035,-46.586"}]
[{"$nulls":13},50.33233642578125,-45.887088775634766,35.21576690673828,null,{"v":3.163984045682815,"d":"3.16398"},{"v":2.0049122649368427,"d":"2.00491"},{"v":-2.0044096800540663,"d":"-2.00441"},{"v":-0.04488902538189289,"d":"-0.04489"},"OK",null,{"v":4.084070449666731,"d":"4.08407"},50.09151044236408,-46.65128861375792,null,{"$f":"TEXT($Y120, \"0\" & DeciSep() & \"000\") & ListSep() & TEXT($Z120, \"0\" & DeciSep() & \"000\")","v":"50.092,-46.651"}]
[{"$nulls":13},52.583335876464844,-48.16238784790039,34.6846809387207,null,{"v":-0.4948103923969869,"d":"-0.49481"},{"v":1.3005484434335806,"d":"1.30055"},{"v":1.1445590551697553,"d":"1.14456"},{"v":-0.6175846686458676,"d":"-0.61758"},"OK",null,{"v":4.118977034706617,"d":"4.11898"},50.15029155344288,-46.716888203934204,null,{"$f":"TEXT($Y121, \"0\" & DeciSep() & \"000\") & ListSep() & TEXT($Z121, \"0\" & DeciSep() & \"000\")","v":"50.150,-46.717"}]
[{"$nulls":13},53.66033172607422,-49.35480499267578,34.36730194091797,null,{"v":-0.34580220739995915,"d":"-0.34580"},{"v":2.8812858230552867,"d":"2.88129"},{"v":2.7107247836121924,"d":"2.71072"},{"v":-0.9766161690500592,"d":"-0.97662"},"NG",null,{"v":4.153883619746504,"d":"4.15388"},50.211326249338065,-46.78283272222397,null,{"$f":"TEXT($Y122, \"0\" & DeciSep() & \"000\") & ListSep() & TEXT($Z122, \"0\" & DeciSep() & \"000\")","v":"50.211,-46.783"}]
[{"$nulls":13},53.25113296508789,-46.87833023071289,35.08755111694336,null,{"v":0.7078080782525455,"d":"0.70781"},{"v":1.2570350946127142,"d":"1.25704"},{"v":0.9550812133497394,"d":"0.95508"},{"v":0.8172864277561356,"d":"0.81729"},"OK",null,{"v":4.1887902047863905,"d":"4.18879"},50.274540168674356,-46.849041825389655,null,{"$f":"TEXT($Y123, \"0\" & DeciSep() & \"000\") & ListSep() & TEXT($Z123, \"0\" & DeciSep() & \"000\")","v":"50.275,-46.849"}]
[{"$nulls":13},53.129119873046875,-45.13338088989258,35.5694465637207,null,{"v":1.6376461369710797,"d":"1.63765"},{"v":2.181554168460553,"d":"2.18155"},{"v":-0.14572788494650138,"d":"-0.14573"},{"v":2.1766814129487653,"d":"2.17668"},"NG",null,{"v":4.223696789826278,"d":"4.22370"},50.33985629502841,-46.91543484783777,null,{"$f":"TEXT($Y124, \"0\" & DeciSep() & \"000\") & ListSep() & TEXT($Z124, \"0\" & DeciSep() & \"000\")","v":"50.340,-46.915"}]
[{"$nulls":13},54.185420989990234,-47.72770309448242,34.89167022705078,null,{"v":0.28943205299899144,"d":"0.28943"},{"v":2.3033924323070067,"d":"2.30339"},{"v":2.207585419237429,"d":"2.20759"},{"v":0.6574065058846724,"d":"0.65741"},"OK",null,{"v":4.258603374866164,"d":"4.25860"},50.40719505076144,-46.98193089989754,null,{"$f":"TEXT($Y125, \"0\" & DeciSep() & \"000\") & ListSep() & TEXT($Z125, \"0\" & DeciSep() & \"000\")","v":"50.407,-46.982"}]
[{"$nulls":13},52.00102996826172,-46.94275665283203,35.05170440673828,null,{"v":2.1636707034060567,"d":"2.16367"},{"v":0.05725261242609584,"d":"0.05725"},{"v":-0.031989734466269557,"d":"-0.03199"},{"v":0.047481770379697405,"d":"0.04748"},"OK",null,{"v":4.293509959906051,"d":"4.29351"},50.47647439397232,-47.04844896637245,null,{"$f":"TEXT($Y126, \"0\" & DeciSep() & \"000\") & ListSep() & TEXT($Z126, \"0\" & DeciSep() & \"000\")","v":"50.476,-47.048"}]
[{"$nulls":13},52.36043167114258,-48.14497756958008,34.80739212036133,null,{"v":-0.6549579959868654,"d":"-0.65496"},{"v":1.2003685369102832,"d":"1.20037"},{"v":0.9519804943045636,"d":"0.95198"},{"v":-0.7311756033045501,"d":"-0.73118"},"OK",null,{"v":4.328416544945937,"d":"4.32842"},50.54760991845301,-47.114908005244814,null,{"$f":"TEXT($Y127, \"0\" & DeciSep() & \"000\") & ListSep() & TEXT($Z127, \"0\" & DeciSep() & \"000\")","v":"50.548,-47.115"}]
[{"$nulls":13},53.26239776611328,-48.318870544433594,34.67334747314453,null,{"v":-0.1964073543589715,"d":"-0.19641"},{"v":1.8256690918297234,"d":"1.82567"},{"v":1.7905687777021357,"d":"1.79057"},{"v":-0.3562738906805368,"d":"-0.35627"},"OK",null,{"v":4.363323129985823,"d":"4.36332"},50.62051495652454,-47.18122704641302,null,{"$f":"TEXT($Y128, \"0\" & DeciSep() & \"000\") & ListSep() & TEXT($Z128, \"0\" & DeciSep() & \"000\")","v":"50.621,-47.181"}]
[{"$nulls":13},52.73561096191406,-47.756248474121094,34.8196907043457,null,{"v":-0.18836545890750978,"d":"-0.18837"},{"v":1.0550048539692198,"d":"1.05500"},{"v":1.0363435280355893,"d":"1.03634"},{"v":-0.19755336949129165,"d":"-0.19755"},"OK",null,{"v":4.39822971502571,"d":"4.39823"},50.69510068462815,-47.24732529034107,null,{"$f":"TEXT($Y129, \"0\" & DeciSep() & \"000\") & ListSep() & TEXT($Z129, \"0\" & DeciSep() & \"000\")","v":"50.695,-47.247"}]
[{"$nulls":13},50.97500991821289,-47.08384704589844,35.00442886352539,null,{"v":-2.4491063651855134,"d":"-2.44911"},{"v":1.0284138247164125,"d":"1.02841"},{"v":-0.7915300310868635,"d":"-0.79153"},{"v":-0.6565936374619152,"d":"-0.65659"},"OK",null,{"v":4.4331363000655974,"d":"4.43314"},50.77127623154322,-47.31312220650036,null,{"$f":"TEXT($Y130, \"0\" & DeciSep() & \"000\") & ListSep() & TEXT($Z130, \"0\" & DeciSep() & \"000\")","v":"50.771,-47.313"}]
[{"$nulls":13},51.164390563964844,-45.50244903564453,35.40752029418945,null,{"$f":"(ATAN2($N131-$A$3, $O131-$A$6))-$C$15","v":{"v":2.6906138332154184,"d":"2.69061"}},{"$f":"SQRT(($N131-$A$3)^2+($O131-$A$6)^2)","v":{"v":1.7149058342757442,"d":"1.71491"}},{"v":-1.5434511231444519,"d":"-1.54345"},{"v":0.7474360513763812,"d":"0.74744"},{"$f":"IF(($T131/$A$9)^2 +($U131/$A$12)^2<=1, \"OK\", \"NG\")","v":"OK"},null,{"v":4.468042885105484,"d":"4.46804"},{"$f":"$A$3+$A$9*COS($X131)*COS($C$15)-$A$12*SIN($X131)*SIN($C$15)","v":50.84894878909975},{"$f":"$A$6+$A$9*COS($X131)*SIN($C$15)+$A$12*SIN($X131)*COS($C$15)","v":-47.378537631483816},null,{"$f":"TEXT($Y131, \"0\" & DeciSep() & \"000\") & ListSep() & TEXT($Z131, \"0\" & DeciSep() & \"000\")","v":"50.849,-47.379"}]
[{"$nulls":13},51.51142120361328,-46.470157623291016,35.15518569946289,null,{"v":2.9265646723263368,"d":"2.92656"},{"v":0.7207233758074731,"d":"0.72072"},{"$f":"$S132*COS($R132)","v":{"v":-0.7041254221169435,"d":"-0.70413"}},{"$f":"$S132*SIN($R132)","v":{"v":0.15378418112392547,"d":"0.15378"}},"OK",null,{"v":4.50294947014537,"d":"4.50295"},50.92802372525093,-47.44349186667255,null,{"$f":"TEXT($Y132, \"0\" & DeciSep() & \"000\") & ListSep() & TEXT($Z132, \"0\" & DeciSep() & \"000\")","v":"50.928,-47.443"}]
[{"$nulls":13},52.08408737182617,-47.776485443115234,34.91602325439453,null,{"v":-0.8520591862338001,"d":"-0.85206"},{"v":0.7810251785125079,"d":"0.78103"},{"v":0.5142540958707963,"d":"0.51425"},{"v":-0.5878291030143069,"d":"-0.58783"},"OK",null,{"v":4.537856055185257,"d":"4.53786"},51.0084046993676,-47.50790577533644,null,{"$f":"TEXT($Y133, \"0\" & DeciSep() & \"000\") & ListSep() & TEXT($Z133, \"0\" & DeciSep() & \"000\")","v":"51.008,-47.508"}]
[{"$nulls":13},52.23099899291992,-48.12250900268555,34.633018493652344,null,{"v":-0.7569762949639292,"d":"-0.75698"},{"v":1.1460309750788236,"d":"1.14603"},{"v":0.833068010811395,"d":"0.83307"},{"v":-0.7870099651229739,"d":"-0.78701"},"OK",null,{"v":4.572762640225144,"d":"4.57276"},51.08999377961455,-47.57170087904998,null,{"$f":"TEXT($Y134, \"0\" & DeciSep() & \"000\") & ListSep() & TEXT($Z134, \"0\" & DeciSep() & \"000\")","v":"51.090,-47.572"}]
[{"$nulls":13},51.804691314697266,-47.49299240112305,34.90729522705078,null,{"v":-1.3371311869875673,"d":"-1.33713"},{"v":0.5302706762774552,"d":"0.53027"},{"v":0.12278131575117249,"d":"0.12278"},{"v":-0.5158601929032328,"d":"-0.51586"},"OK",null,{"v":4.60766922526503,"d":"4.60767"},51.17269156226532,-47.63479945330615,null,{"$f":"TEXT($Y135, \"0\" & DeciSep() & \"000\") & ListSep() & TEXT($Z135, \"0\" & DeciSep() & \"000\")","v":"51.173,-47.635"}]
[{"$nulls":13},52.7012939453125,-47.30978012084961,34.979347229003906,null,{"v":0.19491281905918162,"d":"0.19491"},{"v":0.76666610790198,"d":"0.76667"},{"v":0.7521489467195421,"d":"0.75215"},{"v":0.1484886627128607,"d":"0.14849"},"OK",null,{"v":4.642575810304916,"d":"4.64258"},51.25639729281038,-47.69712462221183,null,{"$f":"TEXT($Y136, \"0\" & DeciSep() & \"000\") & ListSep() & TEXT($Z136, \"0\" & DeciSep() & \"000\")","v":"51.256,-47.697"}]
[{"$nulls":13},54.37725830078125,-48.01860046386719,34.76219940185547,null,{"v":0.20605324510121314,"d":"0.20605"},{"v":2.586291540724635,"d":"2.58629"},{"v":2.5315812210184,"d":"2.53158"},{"v":0.5291506921575306,"d":"0.52915"},"OK",null,{"v":4.677482395344803,"d":"4.67748"},51.341008988710925,-47.75860045214916,null,{"$f":"TEXT($Y137, \"0\" & DeciSep() & \"000\") & ListSep() & TEXT($Z137, \"0\" & DeciSep() & \"000\")","v":"51.341,-47.759"}]
[{"$nulls":13},51.535621643066406,-47.07500457763672,35.03894805908203,null,{"v":-2.370594254551782,"d":"-2.37059"},{"v":0.47039658274142127,"d":"0.47040"},{"v":-0.33737562205483185,"d":"-0.33738"},{"v":-0.32779663619067545,"d":"-0.32780"},"OK",null,{"v":4.71238898038469,"d":"4.71239"},51.42642356364895,-47.81915204428899,null,{"$f":"TEXT($Y138, \"0\" & DeciSep() & \"000\") & ListSep() & TEXT($Z138, \"0\" & DeciSep() & \"000\")","v":"51.426,-47.819"}]
[{"$nulls":13},53.07929229736328,-47.08439636230469,35.057281494140625,null,{"v":0.5328280153822044,"d":"0.53283"},{"v":1.0825869984061205,"d":"1.08259"},{"v":0.9325122565022086,"d":"0.93251"},{"v":0.5499231769903252,"d":"0.54992"},"OK",null,{"v":4.747295565424577,"d":"4.74730"},51.512536953121995,-47.87870562584356,null,{"$f":"TEXT($Y139, \"0\" & DeciSep() & \"000\") & ListSep() & TEXT($Z139, \"0\" & DeciSep() & \"000\")","v":"51.513,-47.879"}]
[{"$nulls":13},52.5826530456543,-45.636451721191406,35.34575653076172,null,{"v":1.777838912612454,"d":"1.77784"},{"v":1.482817750181089,"d":"1.48282"},{"v":-0.3048177290927114,"d":"-0.30482"},{"v":1.4511494176282707,"d":"1.45115"},"NG",null,{"v":4.782202150464463,"d":"4.78220"},51.59924424122973,-47.93718863994725,null,{"$f":"TEXT($Y140, \"0\" & DeciSep() & \"000\") & ListSep() & TEXT($Z140, \"0\" & DeciSep() & \"000\")","v":"51.599,-47.937"}]
[{"$nulls":13},52.74345016479492,-47.29130935668945,34.8993034362793,null,{"v":0.23741792222723584,"d":"0.23742"},{"v":0.798485622180149,"d":"0.79849"},{"v":0.7760869050044005,"d":"0.77609"},{"v":0.1877988410749926,"d":"0.18780"},"OK",null,{"v":4.817108735504349,"d":"4.81711"},51.68643978849783,-47.99452983405602,null,{"$f":"TEXT($Y141, \"0\" & DeciSep() & \"000\") & ListSep() & TEXT($Z141, \"0\" & DeciSep() & \"000\")","v":"51.686,-47.995"}]
[{"$nulls":13},50.364479064941406,-47.06919860839844,34.824241638183594,null,{"v":-2.4884428075314338,"d":"-2.48844"},{"v":1.6369841710961097,"d":"1.63698"},{"v":-1.3000496262250636,"d":"-1.30005"},{"v":-0.9947804510399721,"d":"-0.99478"},"NG",null,{"v":4.852015320544236,"d":"4.85202"},51.77401736058341,-48.05065934675756,null,{"$f":"TEXT($Y142, \"0\" & DeciSep() & \"000\") & ListSep() & TEXT($Z142, \"0\" & DeciSep() & \"000\")","v":"51.774,-48.051"}]
[{"$nulls":13},53.58517074584961,-46.72611999511719,35.1530647277832,null,{"v":0.7819525121980813,"d":"0.78195"},{"v":1.608656753497158,"d":"1.60866"},{"v":1.1414047398213227,"d":"1.14140"},{"v":1.1335659533019835,"d":"1.13357"},"NG",null,{"v":4.886921905584122,"d":"4.88692"},51.86187025770515,-48.10550879288675,null,{"$f":"TEXT($Y143, \"0\" & DeciSep() & \"000\") & ListSep() & TEXT($Z143, \"0\" & DeciSep() & \"000\")","v":"51.862,-48.106"}]
[{"$nulls":13},51.01069641113281,-47.72248077392578,34.774078369140625,null,{"v":-1.8999590131747885,"d":"-1.89996"},{"v":1.2250306362038024,"d":"1.22503"},{"v":-0.39599210960249714,"d":"-0.39599"},{"v":-1.1592628298925385,"d":"-1.15926"},"NG",null,{"v":4.921828490624009,"d":"4.92183"},51.94989144464062,-48.15901134684238,null,{"$f":"TEXT($Y144, \"0\" & DeciSep() & \"000\") & ListSep() & TEXT($Z144, \"0\" & DeciSep() & \"000\")","v":"51.950,-48.159"}]
[{"$nulls":13},52.917598724365234,-48.294151306152344,34.752044677734375,null,{"v":-0.34316699014916563,"d":"-0.34317"},{"v":1.5864472957437075,"d":"1.58645"},{"v":1.4939475651826657,"d":"1.49395"},{"v":-0.5337936817322844,"d":"-0.53379"},"OK",null,{"v":4.956735075663896,"d":"4.95674"},52.037973681132165,-48.2111018240039,null,{"$f":"TEXT($Y145, \"0\" & DeciSep() & \"000\") & ListSep() & TEXT($Z145, \"0\" & DeciSep() & \"000\")","v":"52.038,-48.211"}]
[{"$nulls":13},51.83544921875,-47.16608428955078,34.9808235168457,null,{"v":-1.7406912161649986,"d":"-1.74069"},{"v":0.23379681530246108,"d":"0.23380"},{"v":-0.0395300739158558,"d":"-0.03953"},{"v":-0.23043073601796282,"d":"-0.23043"},"OK",null,{"v":4.991641660703783,"d":"4.99164"},52.126009652542656,-48.26171676014879,null,{"$f":"TEXT($Y146, \"0\" & DeciSep() & \"000\") & ListSep() & TEXT($Z146, \"0\" & DeciSep() & \"000\")","v":"52.126,-48.262"}]
[{"$nulls":13},48.86130905151367,-46.563236236572266,35.06489944458008,null,{"v":3.6141910450460966,"d":"3.61419"},{"v":3.1689341197244167,"d":"3.16893"},{"v":-2.8215825097980822,"d":"-2.82158"},{"v":-1.44250323935689,"d":"-1.44250"},"NG",null,{"v":5.026548245743669,"d":"5.02655"},52.21389210060182,-48.31079448877402,null,{"$f":"TEXT($Y147, \"0\" & DeciSep() & \"000\") & ListSep() & TEXT($Z147, \"0\" & DeciSep() & \"000\")","v":"52.214,-48.311"}]
[{"$nulls":13},53.38758087158203,-47.82011413574219,34.78572463989258,null,{"v":0.07706091102239132,"d":"0.07706"},{"v":1.6118212899774294,"d":"1.61182"},{"v":1.6070378509528438,"d":"1.60704"},{"v":0.1240855206273873,"d":"0.12409"},"OK",null,{"v":5.061454830783555,"d":"5.06145"},52.30151395408395,-48.35827521622709,null,{"$f":"TEXT($Y148, \"0\" & DeciSep() & \"000\") & ListSep() & TEXT($Z148, \"0\" & DeciSep() & \"000\")","v":"52.302,-48.358"}]
[{"$nulls":13},51.36907196044922,-47.089195251464844,34.88701629638672,null,{"v":-2.390286580020054,"d":"-2.39029"},{"v":0.6372016823386994,"d":"0.63720"},{"v":-0.4656656989226279,"d":"-0.46567"},{"v":-0.4349499290977863,"d":"-0.43495"},"OK",null,{"v":5.096361415823442,"d":"5.09636"},52.38876845925769,-48.40410109455544,null,{"$f":"TEXT($Y149, \"0\" & DeciSep() & \"000\") & ListSep() & TEXT($Z149, \"0\" & DeciSep() & \"000\")","v":"52.389,-48.404"}]
[{"$nulls":13},51.38119888305664,-46.742759704589844,34.97518539428711,null,{"v":3.3584842869579212,"d":"3.35848"},{"v":0.6701398301198441,"d":"0.67014"},{"v":-0.6544391718797121,"d":"-0.65444"},{"v":-0.1442108256076852,"d":"-0.14421"},"OK",null,{"v":5.131268000863329,"d":"5.13127"},52.475549309949024,-48.448216291985275,null,{"$f":"TEXT($Y150, \"0\" & DeciSep() & \"000\") & ListSep() & TEXT($Z150, \"0\" & DeciSep() & \"000\")","v":"52.476,-48.448"}]
[{"$nulls":13},52.33773422241211,-46.68903350830078,35.048526763916016,null,{"v":1.3550231912900852,"d":"1.35502"},{"v":0.45909101924131823,"d":"0.45909"},{"v":0.09829262658180747,"d":"0.09829"},{"v":0.4484452291057201,"d":"0.44845"},"OK",null,{"v":5.1661745859032155,"d":"5.16617"},52.56175077705893,-48.49056706094394,null,{"$f":"TEXT($Y151, \"0\" & DeciSep() & \"000\") & ListSep() & TEXT($Z151, \"0\" & DeciSep() & \"000\")","v":"52.562,-48.491"}]
[{"$nulls":13},53.00611114501953,-47.065067291259766,35.012386322021484,null,{"v":0.5462831048967954,"d":"0.54628"},{"v":1.0082129678418124,"d":"1.00821"},{"v":0.8614790662684793,"d":"0.86148"},{"v":0.5237816404815889,"d":"0.52378"},"OK",null,{"v":5.201081170943102,"d":"5.20108"},52.64726783737807,-48.531101803543095,null,{"$f":"TEXT($Y152, \"0\" & DeciSep() & \"000\") & ListSep() & TEXT($Z152, \"0\" & DeciSep() & \"000\")","v":"52.647,-48.531"}]
[{"$nulls":13},52.61744689941406,-48.36570739746094,34.6138801574707,null,{"v":-0.5353257385812695,"d":"-0.53533"},{"v":1.4987986419381245,"d":"1.49880"},{"v":1.289120472028835,"d":"1.28912"},{"v":-0.7645690143288049,"d":"-0.76457"},"OK",null,{"v":5.235987755982989,"d":"5.23599"},52.731996301541336,-48.569771134442796,null,{"$f":"TEXT($Y153, \"0\" & DeciSep() & \"000\") & ListSep() & TEXT($Z153, \"0\" & DeciSep() & \"000\")","v":"52.732,-48.570"}]
[{"$nulls":13},51.69111633300781,-46.15238952636719,35.10361099243164,null,{"v":2.531121863869025,"d":"2.53112"},{"v":0.9021378136108592,"d":"0.90214"},{"v":-0.7391920821442616,"d":"-0.73919"},{"v":0.5171534592766567,"d":"0.51715"},"OK",null,{"v":5.270894341022875,"d":"5.27089"},52.81583294096655,-48.60652794101988,null,{"$f":"TEXT($Y154, \"0\" & DeciSep() & \"000\") & ListSep() & TEXT($Z154, \"0\" & DeciSep() & \"000\")","v":"52.816,-48.607"}]
[{"$nulls":13},51.89740753173828,-47.54997634887695,35.03395080566406,null,{"v":-1.1443512707379708,"d":"-1.14435"},{"v":0.5594633132458784,"d":"0.55946"},{"v":0.23141464416096202,"d":"0.23141"},{"v":-0.5093588728351663,"d":"-0.50936"},"OK",null,{"v":5.305800926062761,"d":"5.30580"},52.89867561362263,-48.641327440767476,null,{"$f":"TEXT($Y155, \"0\" & DeciSep() & \"000\") & ListSep() & TEXT($Z155, \"0\" & DeciSep() & \"000\")","v":"52.899,-48.641"}]
[{"$nulls":13},52.5703125,-45.958030700683594,35.14653396606445,null,{"v":1.6808621181664376,"d":"1.68086"},{"v":1.1878368441727056,"d":"1.18784"},{"v":-0.13047638723053503,"d":"-0.13048"},{"v":1.1806490929778586,"d":"1.18065"},"NG",null,{"v":5.340707511102648,"d":"5.34071"},52.98042338847388,-48.67412723585563,null,{"$f":"TEXT($Y156, \"0\" & DeciSep() & \"000\") & ListSep() & TEXT($Z156, \"0\" & DeciSep() & \"000\")","v":"52.980,-48.674"}]
[{"$nulls":13},52.10968780517578,-46.33636474609375,35.31359100341797,null,{"v":2.017859195882664,"d":"2.01786"},{"v":0.672638955779022,"d":"0.67264"},{"v":-0.2907945541291547,"d":"-0.29079"},{"v":0.6065325153034412,"d":"0.60653"},"OK",null,{"v":5.375614096142535,"d":"5.37561"},53.06097666844892,-48.70488736478641,null,{"$f":"TEXT($Y157, \"0\" & DeciSep() & \"000\") & ListSep() & TEXT($Z157, \"0\" & DeciSep() & \"000\")","v":"53.061,-48.705"}]
[{"$nulls":13},52.434608459472656,-46.84716033935547,35.14442825317383,null,{"v":0.949028883250129,"d":"0.94903"},{"v":0.46069998362397513,"d":"0.46070"},{"v":0.2683451801567224,"d":"0.26835"},{"v":0.3744800918577477,"d":"0.37448"},"OK",null,{"v":5.410520681182422,"d":"5.41052"},53.14023731178438,-48.73357035108097,null,{"$f":"TEXT($Y158, \"0\" & DeciSep() & \"000\") & ListSep() & TEXT($Z158, \"0\" & DeciSep() & \"000\")","v":"53.140,-48.734"}]
[{"$nulls":13},52.904815673828125,-48.11238098144531,34.803314208984375,null,{"v":-0.27706995862201456,"d":"-0.27707"},{"v":1.4339047567695284,"d":"1.43390"},{"v":1.3792171281231116,"d":"1.37922"},{"v":-0.39222820523021645,"d":"-0.39223"},"OK",null,{"v":5.445427266222308,"d":"5.44543"},53.21810875159553,-48.76014124893877,null,{"$f":"TEXT($Y159, \"0\" & DeciSep() & \"000\") & ListSep() & TEXT($Z159, \"0\" & DeciSep() & \"000\")","v":"53.218,-48.760"}]
[{"$nulls":13},51.460594177246094,-47.31416702270508,34.815879821777344,null,{"v":-2.0033259904508576,"d":"-2.00333"},{"v":0.6242271700079961,"d":"0.62423"},{"v":-0.26165658110805085,"d":"-0.26166"},{"v":-0.5667410284592406,"d":"-0.56674"},"OK",null,{"v":5.480333851262194,"d":"5.48033"},53.294496113528126,-48.784567685813734,null,{"$f":"TEXT($Y160, \"0\" & DeciSep() & \"000\") & ListSep() & TEXT($Z160, \"0\" & DeciSep() & \"000\")","v":"53.294,-48.785"}]
[{"$nulls":13},52.151756286621094,-46.390838623046875,35.13010025024414,null,{"v":1.93750821035885,"d":"1.93751"},{"v":0.6277798608592432,"d":"0.62778"},{"v":-0.2250891393360946,"d":"-0.22509"},{"v":0.5860396173070443,"d":"0.58604"},"OK",null,{"v":5.515240436302081,"d":"5.51524"},53.36930633134823,-48.80681990185509,null,{"$f":"TEXT($Y161, \"0\" & DeciSep() & \"000\") & ListSep() & TEXT($Z161, \"0\" & DeciSep() & \"000\")","v":"53.369,-48.807"}]
[{"$nulls":13},52.04704284667969,-47.82403564453125,34.79636001586914,null,{"v":-0.9029046223188675,"d":"-0.90290"},{"v":0.8253773518105286,"d":"0.82538"},{"v":0.5111826724433114,"d":"0.51118"},{"v":-0.6480278144304267,"d":"-0.64803"},"OK",null,{"v":5.550147021341968,"d":"5.55015"},53.44244826032905,-48.82687078616532,null,{"$f":"TEXT($Y162, \"0\" & DeciSep() & \"000\") & ListSep() & TEXT($Z162, \"0\" & DeciSep() & \"000\")","v":"53.442,-48.827"}]
[{"$nulls":13},52.99209213256836,-46.95302963256836,34.894004821777344,null,{"v":0.6581746743940066,"d":"0.65817"},{"v":0.9932034106469321,"d":"0.99320"},{"v":0.7857332025508573,"d":"0.78573"},{"v":0.6075165424331026,"d":"0.60752"},"OK",null,{"v":5.585053606381854,"d":"5.58505"},{"$f":"$A$3+$A$9*COS($X163)*COS($C$15)-$A$12*SIN($X163)*SIN($C$15)","v":53.51383278829678},{"$f":"$A$6+$A$9*COS($X163)*SIN($C$15)+$A$12*SIN($X163)*COS($C$15)","v":-48.84469590983048},null,{"$f":"TEXT($Y163, \"0\" & DeciSep() & \"000\") & ListSep() & TEXT($Z163, \"0\" & DeciSep() & \"000\")","v":"53.514,-48.845"}]
[{"$nulls":13},52.513465881347656,-47.559207916259766,34.85283660888672,null,{"v":-0.21715011139157658,"d":"-0.21715"},{"v":0.7591842364773616,"d":"0.75918"},{"v":0.7413551101661521,"d":"0.74136"},{"v":-0.1635643773755366,"d":"-0.16356"},"OK",null,{"v":5.6199601914217405,"d":"5.61996"},53.58337294420005,-48.86027355568312,null,{"$f":"TEXT($Y164, \"0\" & DeciSep() & \"000\") & ListSep() & TEXT($Z164, \"0\" & DeciSep() & \"000\")","v":"53.583,-48.860"}]
[{"$nulls":13},51.063880920410156,-45.685333251953125,35.29421615600586,null,{"v":2.8004344407043504,"d":"2.80043"},{"v":1.6138982587487607,"d":"1.61390"},{"v":-1.5208857260778952,"d":"-1.52089"},{"v":0.5399761085499943,"d":"0.53998"},"OK",null,{"v":5.654866776461628,"d":"5.65487"},53.65098400407071,-48.873584744761345,null,{"$f":"TEXT($Y165, \"0\" & DeciSep() & \"000\") & ListSep() & TEXT($Z165, \"0\" & DeciSep() & \"000\")","v":"53.651,-48.874"}]
[{"$nulls":13},53.02192306518555,-47.024566650390625,34.99826431274414,null,{"v":0.5868302393987529,"d":"0.58683"},{"v":1.022218309105075,"d":"1.02222"},{"v":0.85120121973695,"d":"0.85120"},{"v":0.5660271680652502,"d":"0.56603"},"OK",null,{"v":5.689773361501514,"d":"5.68977"},53.71658359424699,-48.88461325943169,null,{"$f":"TEXT($Y166, \"0\" & DeciSep() & \"000\") & ListSep() & TEXT($Z166, \"0\" & DeciSep() & \"000\")","v":"53.717,-48.885"}]
[{"$nulls":13},50.1983757019043,-46.071372985839844,35.178253173828125,null,{"v":3.276535688082947,"d":"3.27654"},{"v":2.0268690739455377,"d":"2.02687"},{"v":-2.00844280030711,"d":"-2.00844"},{"v":-0.27268252751391353,"d":"-0.27268"},"OK",null,{"v":5.7246799465414,"d":"5.72468"},53.78009179173312,-48.89334566314783,null,{"$f":"TEXT($Y167, \"0\" & DeciSep() & \"000\") & ListSep() & TEXT($Z167, \"0\" & DeciSep() & \"000\")","v":"53.780,-48.893"}]
[{"$nulls":13},50.875186920166016,-45.698429107666016,35.37713623046875,null,{"v":2.8943399405707027,"d":"2.89434"},{"v":1.7202590654714474,"d":"1.72026"},{"v":-1.667943327872183,"d":"-1.66794"},{"v":0.42101817935020974,"d":"0.42102"},"OK",null,{"v":5.759586531581287,"d":"5.75959"},53.841431221573146,-48.89977131682096,null,{"$f":"TEXT($Y168, \"0\" & DeciSep() & \"000\") & ListSep() & TEXT($Z168, \"0\" & DeciSep() & \"000\")","v":"53.841,-48.900"}]
[{"$nulls":13},50.55303955078125,-48.28589630126953,34.699371337890625,null,{"v":-1.804197339967182,"d":"-1.80420"},{"v":1.9357747387601658,"d":"1.93577"},{"v":-0.44772079198368825,"d":"-0.44772"},{"v":-1.8832870019323893,"d":"-1.88329"},"NG",null,{"v":5.794493116621174,"d":"5.79449"},53.900527151120414,-48.903882391781885,null,{"$f":"TEXT($Y169, \"0\" & DeciSep() & \"000\") & ListSep() & TEXT($Z169, \"0\" & DeciSep() & \"000\")","v":"53.901,-48.904"}]
[{"$nulls":13},53.46620178222656,-47.468780517578125,34.79985809326172,null,{"v":0.3014122935559399,"d":"0.30141"},{"v":1.5393189532599028,"d":"1.53932"},{"v":1.4699236459543117,"d":"1.46992"},{"v":0.4569762739240914,"d":"0.45698"},"OK",null,{"v":5.829399701661061,"d":"5.82940"},53.95730758108781,-48.905673879319025,null,{"$f":"TEXT($Y170, \"0\" & DeciSep() & \"000\") & ListSep() & TEXT($Z170, \"0\" & DeciSep() & \"000\")","v":"53.957,-48.906"}]
[{"$nulls":13},52.62331771850586,-46.530860900878906,35.13270950317383,null,{"v":1.2560591853749452,"d":"1.25606"},{"v":0.7801387520995872,"d":"0.78014"},{"v":0.241504850728808,"d":"0.24150"},{"v":0.7418166077959951,"d":"0.74182"},"OK",null,{"v":5.8643062867009474,"d":"5.86431"},54.011703333267775,-48.905143596780775,null,{"$f":"TEXT($Y171, \"0\" & DeciSep() & \"000\") & ListSep() & TEXT($Z171, \"0\" & DeciSep() & \"000\")","v":"54.012,-48.905"}]
[{"$nulls":13},53.06689453125,-48.17603302001953,34.88529968261719,null,{"v":-0.22315352170063307,"d":"-0.22315"},{"v":1.5878657389676927,"d":"1.58787"},{"v":1.5484936649681444,"d":"1.54849"},{"v":-0.3514042893035611,"d":"-0.35140"},"OK",null,{"v":5.899212871740834,"d":"5.89921"},54.06364813481529,-48.90229219023472,null,{"$f":"TEXT($Y172, \"0\" & DeciSep() & \"000\") & ListSep() & TEXT($Z172, \"0\" & DeciSep() & \"000\")","v":"54.064,-48.902"}]
[{"$nulls":13},52.15986251831055,-46.67860794067383,35.175804138183594,null,{"v":1.7200908603624607,"d":"1.72009"},{"v":0.358955262614309,"d":"0.35896"},{"v":-0.05339120338055875,"d":"-0.05339"},{"v":0.35496233597395,"d":"0.35496"},"OK",null,{"v":5.934119456780721,"d":"5.93412"},54.11307869899116,-48.8971231336805,null,{"$f":"TEXT($Y173, \"0\" & DeciSep() & \"000\") & ListSep() & TEXT($Z173, \"0\" & DeciSep() & \"000\")","v":"54.113,-48.897"}]
[{"$nulls":13},52.10852813720703,-47.96745681762695,34.798683166503906,null,{"v":-0.8482193309035777,"d":"-0.84822"},{"v":0.9735250641552583,"d":"0.97353"},{"v":0.6438114792340074,"d":"0.64381"},{"v":-0.7302450477374147,"d":"-0.73025"},"OK",null,{"v":5.969026041820607,"d":"5.96903"},54.15993480226713,-48.88964272481732,null,{"$f":"TEXT($Y174, \"0\" & DeciSep() & \"000\") & ListSep() & TEXT($Z174, \"0\" & DeciSep() & \"000\")","v":"54.160,-48.890"}]
[{"$nulls":13},51.94968032836914,-47.50379180908203,34.854007720947266,null,{"v":-1.0594827864961969,"d":"-1.05948"},{"v":0.506298584089649,"d":"0.50630"},{"v":0.24774364863174891,"d":"0.24774"},{"v":-0.4415442682379785,"d":"-0.44154"},"OK",null,{"v":6.003932626860493,"d":"6.00393"},54.20415935769899,-48.8798600773711,null,{"$f":"TEXT($Y175, \"0\" & DeciSep() & \"000\") & ListSep() & TEXT($Z175, \"0\" & DeciSep() & \"000\")","v":"54.204,-48.880"}]
[{"$nulls":13},50.56001281738281,-47.04977798461914,34.889930725097656,null,{"v":-2.4961728223547794,"d":"-2.49617"},{"v":1.4408472972020765,"d":"1.44085"},{"v":-1.151016965364231,"d":"-1.15102"},{"v":-0.8667184544581046,"d":"-0.86672"},"OK",null,{"v":6.03883921190038,"d":"6.03884"},54.24569848447822,-48.86778710999084,null,{"$f":"TEXT($Y176, \"0\" & DeciSep() & \"000\") & ListSep() & TEXT($Z176, \"0\" & DeciSep() & \"000\")","v":"54.246,-48.868"}]
[{"$nulls":13},50.260215759277344,-46.732975006103516,35.131221771240234,null,{"v":3.600164637564835,"d":"3.60016"},{"v":1.760156683830257,"d":"1.76016"},{"v":-1.5783070618255404,"d":"-1.57831"},{"v":-0.7791651751868512,"d":"-0.77917"},"OK",null,{"v":6.073745796940266,"d":"6.07375"},54.28450157357744,-48.85343853172761,null,{"$f":"TEXT($Y177, \"0\" & DeciSep() & \"000\") & ListSep() & TEXT($Z177, \"0\" & DeciSep() & \"000\")","v":"54.285,-48.853"}]
[{"$nulls":13},52.43954086303711,-46.91792678833008,35.10393524169922,null,{"v":0.7954642809052829,"d":"0.79546"},{"v":0.44713776663711013,"d":"0.44714"},{"v":0.31297553623587704,"d":"0.31298"},{"v":0.31934072097226807,"d":"0.31934"},"OK",null,{"v":6.108652381980153,"d":"6.10865"},54.320521349409745,-48.836831824113794,null,{"$f":"TEXT($Y178, \"0\" & DeciSep() & \"000\") & ListSep() & TEXT($Z178, \"0\" & DeciSep() & \"000\")","v":"54.321,-48.837"}]
[{"$nulls":13},52.57686996459961,-46.721458435058594,35.14146423339844,null,{"v":1.0606988196081601,"d":"1.06070"},{"v":0.6405968774956387,"d":"0.64060"},{"v":0.31277933259595314,"d":"0.31278"},{"v":0.559046910874206,"d":"0.55905"},"OK",null,{"v":6.14355896702004,"d":"6.14356"},54.35371392742671,-48.81798721986454,null,{"$f":"TEXT($Y179, \"0\" & DeciSep() & \"000\") & ListSep() & TEXT($Z179, \"0\" & DeciSep() & \"000\")","v":"54.354,-48.818"}]
[{"$nulls":13},52.03860855102539,-47.720706939697266,34.718299865722656,null,{"v":-0.9064118568575275,"d":"-0.90641"},{"v":0.7217403363676429,"d":"0.72174"},{"v":0.4450067916245105,"d":"0.44501"},{"v":-0.5682236078764572,"d":"-0.56822"},"OK",null,{"v":6.178465552059927,"d":"6.17847"},54.38403886758494,-48.796927678227355,null,{"$f":"TEXT($Y180, \"0\" & DeciSep() & \"000\") & ListSep() & TEXT($Z180, \"0\" & DeciSep() & \"000\")","v":"54.384,-48.797"}]
[{"$nulls":13},52.100852966308594,-48.3436279296875,34.681941986083984,null,{"v":-0.8850113888533977,"d":"-0.88501"},{"v":1.3474076347748516,"d":"1.34741"},{"v":0.8532872332161836,"d":"0.85329"},{"v":-1.042788680356586,"d":"-1.04279"},"NG",null,{"v":6.213372137099814,"d":"6.21337"},54.411459223616056,-48.77367885700973,null,{"$f":"TEXT($Y181, \"0\" & DeciSep() & \"000\") & ListSep() & TEXT($Z181, \"0\" & DeciSep() & \"000\")","v":"54.411,-48.774"}]
[{"$nulls":13},50.840152740478516,-48.49721908569336,34.526573181152344,null,{"v":-1.6190335146210233,"d":"-1.61903"},{"v":1.893914109980692,"d":"1.89391"},{"v":-0.09132166609124032,"d":"-0.09132"},{"v":-1.8917111326220706,"d":"-1.89171"},"NG",null,{"v":6.2482787221397,"d":"6.24828"},54.43594158804001,-48.74826908131912,null,{"$f":"TEXT($Y182, \"0\" & DeciSep() & \"000\") & ListSep() & TEXT($Z182, \"0\" & DeciSep() & \"000\")","v":"54.436,-48.748"}]
[{"$nulls":13},51.763771057128906,-46.193397521972656,35.10548400878906,null,{"v":2.4665634794757545,"d":"2.46656"},{"v":0.8404829986441403,"d":"0.84048"},{"v":-0.6561555963719307,"d":"-0.65616"},{"v":0.5252347135896885,"d":"0.52523"},"OK",null,{"v":6.283185307179586,"d":"6.28319"},54.45745613286697,-48.72072930905314,null,{"$f":"TEXT($Y183, \"0\" & DeciSep() & \"000\") & ListSep() & TEXT($Z183, \"0\" & DeciSep() & \"000\")","v":"54.457,-48.721"}]
[{"$nulls":13},54.18101119995117,-46.63858413696289,35.07719039916992,null,{"v":0.7750831824742506,"d":"0.77508"},{"v":2.210753554869314,"d":"2.21075"},{"v":1.5792801602956266,"d":"1.57928"},{"v":1.5470311747550303,"d":"1.54703"},"NG"]
[{"$nulls":13},54.90891647338867,-47.25279235839844,35.09671401977539,null,{"v":0.5241804326489401,"d":"0.52418"},{"v":2.919879967672752,"d":"2.91988"},{"v":2.527840615909207,"d":"2.52784"},{"v":1.4614105672864113,"d":"1.46141"},"NG"]
[{"$nulls":13},50.09502029418945,-45.818092346191406,35.33128356933594,null,{"v":3.1971512053712905,"d":"3.19715"},{"v":2.241841515736867,"d":"2.24184"},{"v":-2.238382400511311,"d":"-2.23838"},{"v":-0.12448940020176096,"d":"-0.12449"},"OK"]
[{"$nulls":13},52.311702728271484,-47.63782501220703,34.90199661254883,null,{"v":-0.5053672569905774,"d":"-0.50537"},{"v":0.7099150209770084,"d":"0.70992"},{"v":0.6211733245913139,"d":"0.62117"},{"v":-0.34369032256518434,"d":"-0.34369"},"OK"]
[{"$nulls":13},52.477806091308594,-45.565269470214844,35.5070915222168,null,{"v":1.8601854264187077,"d":"1.86019"},{"v":1.5122005005915027,"d":"1.51220"},{"v":-0.431531787929051,"d":"-0.43153"},{"v":1.4493207615969446,"d":"1.44932"},"NG"]
[{"$nulls":13},54.30723571777344,-45.69112777709961,35.40385055541992,null,{"v":1.1268860995202608,"d":"1.12689"},{"v":2.6526370187512875,"d":"2.65264"},{"v":1.1392385896206125,"d":"1.13924"},{"v":2.395541397924268,"d":"2.39554"},"NG"]
[{"$nulls":13},53.59912109375,-48.03843688964844,34.79903793334961,null,{"v":0.03492615454631531,"d":"0.03493"},{"v":1.9067090617760534,"d":"1.90671"},{"v":1.9055462435509765,"d":"1.90555"},{"v":0.06658047722629212,"d":"0.06658"},"OK"]
[{"$nulls":13},50.863609313964844,-44.89309310913086,35.47182846069336,null,{"v":2.6763026371555965,"d":"2.67630"},{"v":2.393833836777173,"d":"2.39383"},{"v":-2.1393488997648515,"d":"-2.13935"},{"v":1.0740701667834558,"d":"1.07407"},"NG"]
[{"$nulls":13},53.4504508972168,-47.61054992675781,34.77840805053711,null,{"v":0.21244015013080653,"d":"0.21244"},{"v":1.573715037197326,"d":"1.57372"},{"v":1.5383368688000798,"d":"1.53834"},{"v":0.3318112360836314,"d":"0.33181"},"OK"]
[{"$nulls":13},49.69793701171875,-45.82964324951172,35.22446823120117,null,{"v":3.282117053739772,"d":"3.28212"},{"v":2.5824850290810764,"d":"2.58249"},{"v":-2.5570286571370704,"d":"-2.55703"},{"v":-0.36170896036410105,"d":"-0.36171"},"OK"]
[{"$nulls":13},51.908267974853516,-47.002784729003906,34.95662307739258,null,{"v":-2.5003795184610915,"d":"-2.50038"},{"v":0.09177428372425708,"d":"0.09177"},{"v":-0.07354522098724794,"d":"-0.07355"},{"v":-0.0548964445391257,"d":"-0.05490"},"OK"]
[{"$nulls":13},52.44807815551758,-47.3376350402832,34.94691848754883,null,{"$f":"(ATAN2($N195-$A$3, $O195-$A$6))-$C$15","v":{"v":-0.03488371177463545,"d":"-0.03488"}},{"$f":"SQRT(($N195-$A$3)^2+($O195-$A$6)^2)","v":{"v":0.5610449660045753,"d":"0.56104"}},{"v":0.5607036402863464,"d":"0.56070"},{"v":-0.019567361823059702,"d":"-0.01957"},{"$f":"IF(($T195/$A$9)^2 +($U195/$A$12)^2<=1, \"OK\", \"NG\")","v":"OK"}]
[{"$nulls":13},52.926300048828125,-46.23682403564453,35.18925476074219,null,{"v":1.3000087095622523,"d":"1.30001"},{"v":1.200195539497163,"d":"1.20020"},{"$f":"$S196*COS($R196)","v":{"v":0.32104082867876876,"d":"0.32104"}},{"$f":"$S196*SIN($R196)","v":{"v":1.1564610323526407,"d":"1.15646"}},"NG"]
[{"$nulls":13},53.48379898071289,-46.791954040527344,35.05677032470703,null,{"v":0.7501687921408309,"d":"0.75017"},{"v":1.4983132304086189,"d":"1.49831"},{"v":1.0961267083333261,"d":"1.09613"},{"v":1.0214934046267055,"d":"1.02149"},"NG"]
[{"$nulls":13},51.87034606933594,-47.03323745727539,35.02336883544922,null,{"v":-2.2797764042379507,"d":"-2.27978"},{"v":0.13384644299634915,"d":"0.13385"},{"v":-0.08714206005618128,"d":"-0.08714"},{"v":-0.10159297058330287,"d":"-0.10159"},"OK"]
[{"$nulls":13},52.74333190917969,-46.633094787597656,35.11680603027344,null,{"v":1.0693760540877126,"d":"1.06938"},{"v":0.8289522073634451,"d":"0.82895"},{"v":0.3984536687814202,"d":"0.39845"},{"v":0.7269088222929713,"d":"0.72691"},"OK"]
[{"$nulls":13},52.76021194458008,-47.91166687011719,34.813941955566406,null,{"v":-0.2648759860073717,"d":"-0.26488"},{"v":1.1870377764635347,"d":"1.18704"},{"v":1.1456398029968091,"d":"1.14564"},{"v":-0.31075412232330074,"d":"-0.31075"},"OK"]
[{"$nulls":13},52.233306884765625,-46.423362731933594,35.048641204833984,null,{"v":1.7971967969304639,"d":"1.79720"},{"v":0.6220471376046426,"d":"0.62205"},{"v":-0.13963173768227416,"d":"-0.13963"},{"v":0.6061729284898475,"d":"0.60617"},"OK"]
[{"$nulls":13},50.86857223510742,-46.09929275512695,35.203243255615234,null,{"v":3.0801116439397527,"d":"3.08011"},{"v":1.4461681534789133,"d":"1.44617"},{"v":-1.4434358182869313,"d":"-1.44344"},{"v":0.08885587556794772,"d":"0.08886"},"OK"]
[{"$nulls":13},52.38261795043945,-48.328243255615234,34.59161376953125,null,{"v":-0.6794611781144753,"d":"-0.67946"},{"v":1.3822541886664133,"d":"1.38225"},{"v":1.0752713094472397,"d":"1.07527"},{"v":-0.8685725376532825,"d":"-0.86857"},"OK"]
[{"$nulls":13},52.89459228515625,-47.41077423095703,34.892173767089844,null,{"v":0.18040779614501856,"d":"0.18041"},{"v":0.9843936334004918,"d":"0.98439"},{"v":0.9684175187280785,"d":"0.96842"},{"v":0.17663050387737003,"d":"0.17663"},"OK"]
[{"$nulls":13},51.879764556884766,-45.965660095214844,35.30290222167969,null,{"v":2.2973858326893097,"d":"2.29739"},{"v":1.0413047586619792,"d":"1.04130"},{"v":-0.6917641055861871,"d":"-0.69176"},{"v":0.7783174305093169,"d":"0.77832"},"OK"]
[{"$nulls":13},51.56333923339844,-46.86684036254883,34.88664627075195,null,{"v":3.456466155239145,"d":"3.45647"},{"v":0.45651299448667587,"d":"0.45651"},{"v":-0.4340687899375087,"d":"-0.43407"},{"v":-0.1413803371667317,"d":"-0.14138"},"OK"]
[{"$nulls":13},53.57797622680664,-48.64509582519531,34.63413619995117,null,{"v":-0.19535464350426723,"d":"-0.19535"},{"v":2.279550228979824,"d":"2.27955"},{"v":2.2361906528996,"d":"2.23619"},{"v":-0.4424936274416033,"d":"-0.44249"},"OK"]
[{"$nulls":13},50.82661056518555,-45.82899856567383,35.17377471923828,null,{"v":2.9680783297225126,"d":"2.96808"},{"v":1.6577355413117418,"d":"1.65774"},{"v":-1.6328431839381332,"d":"-1.63284"},{"v":0.286199688320783,"d":"0.28620"},"OK"]
[{"$nulls":13},52.196353912353516,-47.58246994018555,34.803558349609375,null,{"v":-0.6347892930253554,"d":"-0.63479"},{"v":0.6146755974628297,"d":"0.61468"},{"v":0.4949347412817568,"d":"0.49493"},{"v":-0.36450746492856234,"d":"-0.36451"},"OK"]
[{"$nulls":13},52.1417121887207,-47.18052673339844,35.01087188720703,null,{"v":-0.29440809013136826,"d":"-0.29441"},{"v":0.22950434833249392,"d":"0.22950"},{"v":0.21962970950000252,"d":"0.21963"},{"v":-0.06659607051821607,"d":"-0.06660"},"OK"]
[{"$nulls":13},52.29336166381836,-46.21003723144531,35.231956481933594,null,{"v":1.8260847276069792,"d":"1.82608"},{"v":0.8426756443026361,"d":"0.84268"},{"v":-0.21279622300477474,"d":"-0.21280"},{"v":0.8153649544687122,"d":"0.81536"},"OK"]
[{"$nulls":13},52.09092712402344,-46.526485443115234,35.119564056396484,null,{"v":1.99194490138091,"d":"1.99194"},{"v":0.4821657157709884,"d":"0.48217"},{"v":-0.197113652573191,"d":"-0.19711"},{"v":0.44003407303776476,"d":"0.44003"},"OK"]
[{"$nulls":13},53.084312438964844,-47.35648727416992,34.983070373535156,null,{"v":0.29322906056219905,"d":"0.29323"},{"v":1.1414099359734824,"d":"1.14141"},{"v":1.0926894513489165,"d":"1.09269"},{"v":0.3299187852332644,"d":"0.32992"},"OK"]
[{"$nulls":13},52.36980438232422,-47.620548248291016,34.82149887084961,null,{"v":-0.4225083435022192,"d":"-0.42251"},{"v":0.722381761704464,"d":"0.72238"},{"v":0.6588578686065566,"d":"0.65886"},{"v":-0.2962122864070131,"d":"-0.29621"},"OK"]
[{"$nulls":13},52.196903228759766,-47.55685806274414,34.89803695678711,null,{"v":-0.620055593978017,"d":"-0.62006"},{"v":0.5906452264593169,"d":"0.59065"},{"v":0.48069434554779633,"d":"0.48069"},{"v":-0.34321236821762924,"d":"-0.34321"},"OK"]
[{"$nulls":13},51.502750396728516,-47.32803726196289,34.905277252197266,null,{"v":-1.9475610288212863,"d":"-1.94756"},{"v":0.5957059788098141,"d":"0.59571"},{"v":-0.219168585334697,"d":"-0.21917"},{"v":-0.5539230491612949,"d":"-0.55392"},"OK"]
[{"$nulls":13},52.88706588745117,-49.28498840332031,34.38759231567383,null,{"v":-0.5896256317207269,"d":"-0.58963"},{"v":2.4511340012304195,"d":"2.45113"},{"v":2.0372573406045875,"d":"2.03726"},{"v":-1.3629528312236523,"d":"-1.36295"},"NG"]
[{"$nulls":13},53.81220626831055,-48.870513916015625,34.427005767822266,null,{"v":-0.19036436864363993,"d":"-0.19036"},{"v":2.6044027854600653,"d":"2.60440"},{"v":2.557355175453192,"d":"2.55736"},{"v":-0.4927964848646159,"d":"-0.49280"},"OK"]
[{"$nulls":13},49.996150970458984,-45.50824737548828,35.25400924682617,null,{"v":3.1125223610554675,"d":"3.11252"},{"v":2.4981466782256945,"d":"2.49815"},{"v":-2.497091183279787,"d":"-2.49709"},{"v":0.07261162659260526,"d":"0.07261"},"OK"]
[{"$nulls":13},52.66566467285156,-47.405738830566406,34.971309661865234,null,{"v":0.06347195233054248,"d":"0.06347"},{"v":0.7795726106732923,"d":"0.77957"},{"v":0.7780028101028406,"d":"0.77800"},{"v":0.04944777835308761,"d":"0.04945"},"OK"]
[{"$nulls":13},50.12056350708008,-46.61933135986328,35.11034393310547,null,{"v":3.5526173509426133,"d":"3.55262"},{"v":1.9176001002562224,"d":"1.91760"},{"v":-1.7578868073269052,"d":"-1.75789"},{"v":-0.7661749911924131,"d":"-0.76617"},"OK"]
[{"$nulls":13},52.60917663574219,-48.03246307373047,34.74007034301758,null,{"v":-0.4268801506132356,"d":"-0.42688"},{"v":1.1987811193671416,"d":"1.19878"},{"v":1.091204776995673,"d":"1.09120"},{"v":-0.4963348736618863,"d":"-0.49633"},"OK"]
[{"$nulls":13},51.11785125732422,-46.492774963378906,35.086097717285156,null,{"v":3.2306325490916716,"d":"3.23063"},{"v":1.0175773395569163,"d":"1.01758"},{"v":-1.0135462748629858,"d":"-1.01355"},{"v":-0.09048530649280329,"d":"-0.09049"},"OK"]
[{"$nulls":13},50.678550720214844,-45.00419998168945,35.58002853393555,null,{"v":2.766506443888808,"d":"2.76651"},{"v":2.3936261011555433,"d":"2.39363"},{"v":-2.227211741132143,"d":"-2.22721"},{"v":0.8769114962732647,"d":"0.87691"},"NG"]
[{"$nulls":13},51.89488983154297,-47.56575393676758,34.90260314941406,null,{"v":-1.1436244587078837,"d":"-1.14362"},{"v":0.5754351957267458,"d":"0.57544"},{"v":0.23840191753558515,"d":"0.23840"},{"v":-0.5237272097155488,"d":"-0.52373"},"OK"]
[{"$nulls":13},52.71600341796875,-46.160823822021484,35.24966812133789,null,{"v":1.4753000448830327,"d":"1.47530"},{"v":1.1031217304674774,"d":"1.10312"},{"v":0.10518398191139898,"d":"0.10518"},{"v":1.0980955706034081,"d":"1.09810"},"NG"]
[{"$nulls":13},53.25786590576172,-48.02146530151367,34.664344787597656,null,{"v":-0.07118752455105148,"d":"-0.07119"},{"v":1.6203758820329823,"d":"1.62038"},{"v":1.616271855644595,"d":"1.61627"},{"v":-0.11525314627090849,"d":"-0.11525"},"OK"]
[{"$nulls":13},52.70610809326172,-47.15378952026367,34.985774993896484,null,{"v":0.39641544706479803,"d":"0.39642"},{"v":0.7226616469085865,"d":"0.72266"},{"v":0.666619933065313,"d":"0.66662"},{"v":0.2790299638974786,"d":"0.27903"},"OK"]
[{"$nulls":13},52.83160400390625,-47.873504638671875,34.75770568847656,null,{"v":-0.19910156717261174,"d":"-0.19910"},{"v":1.20605786473709,"d":"1.20606"},{"v":1.1822317976242376,"d":"1.18223"},{"v":-0.2385446494481753,"d":"-0.23854"},"OK"]
[{"$nulls":13},51.758663177490234,-45.2476921081543,35.400062561035156,null,{"v":2.3185256679529305,"d":"2.31853"},{"v":1.7688488939770526,"d":"1.76885"},{"v":-1.202774067515757,"d":"-1.20277"},{"v":1.2969814772137047,"d":"1.29698"},"NG"]
[{"$nulls":13},52.655338287353516,-45.4356803894043,35.53548812866211,null,{"v":1.784944632143577,"d":"1.78494"},{"v":1.6960436654065636,"d":"1.69604"},{"v":-0.3604351697730602,"d":"-0.36044"},{"v":1.6573022064054572,"d":"1.65730"},"NG"]
[{"$nulls":13},51.535831451416016,-47.690528869628906,34.73785400390625,null,{"v":-1.5517497394999247,"d":"-1.55175"},{"v":0.8320351923359598,"d":"0.83204"},{"v":0.015846472772039027,"d":"0.01585"},{"v":-0.8318842771601244,"d":"-0.83188"},"OK"]
[{"$nulls":13},51.06349182128906,-46.79054641723633,35.092247009277344,null,{"v":3.5324251814390717,"d":"3.53243"},{"v":0.9596449198141027,"d":"0.95964"},{"v":-0.8872802286669708,"d":"-0.88728"},{"v":-0.3655846932541127,"d":"-0.36558"},"OK"]
[{"$nulls":13},52.22365188598633,-48.076690673828125,34.80088806152344,null,{"v":-0.7551220787259547,"d":"-0.75512"},{"v":1.0996740304352484,"d":"1.09967"},{"v":0.8007692993615316,"d":"0.80077"},{"v":-0.7536919147859722,"d":"-0.75369"},"OK"]
[{"$nulls":13},52.41791915893555,-48.0562858581543,34.71822738647461,null,{"v":-0.5831806062830049,"d":"-0.58318"},{"v":1.1359560896188525,"d":"1.13596"},{"v":0.9482000116777375,"d":"0.94820"},{"v":-0.6255501381955669,"d":"-0.62555"},"OK"]
[{"$nulls":13},51.67803192138672,-47.719539642333984,34.90910339355469,null,{"v":-1.3806740656708087,"d":"-1.38067"},{"v":0.7882897567113544,"d":"0.78829"},{"v":0.148970174071365,"d":"0.14897"},{"v":-0.7740856721146526,"d":"-0.77409"},"OK"]
[{"$nulls":13},52.562564849853516,-49.23833465576172,34.492469787597656,null,{"v":-0.7136992877680344,"d":"-0.71370"},{"v":2.307947408732409,"d":"2.30795"},{"v":1.744682162015489,"d":"1.74468"},{"v":-1.5108624672747677,"d":"-1.51086"},"NG"]
[{"$nulls":13},52.13822555541992,-46.96434020996094,34.98943328857422,null,{"v":0.8633427237412727,"d":"0.86334"},{"v":0.14275126898481819,"d":"0.14275"},{"v":0.09277413100357834,"d":"0.09277"},{"v":0.10849371139981709,"d":"0.10849"},"OK"]
[{"$nulls":13},51.45753860473633,-46.62893295288086,35.08116912841797,null,{"v":3.1525216354540007,"d":"3.15252"},{"v":0.6572329258407008,"d":"0.65723"},{"v":-0.6571936754119979,"d":"-0.65719"},{"v":-0.007182743737429212,"d":"-0.00718"},"OK"]
[{"$nulls":13},54.25550079345703,-47.92195129394531,34.84464645385742,null,{"v":0.22283276105771532,"d":"0.22283"},{"v":2.4366530359681358,"d":"2.43665"},{"v":2.376407623526158,"d":"2.37641"},{"v":0.5384838201278568,"d":"0.53848"},"OK"]
[{"$nulls":13},50.73985290527344,-47.12388610839844,34.8940315246582,null,{"v":-2.4327314853866193,"d":"-2.43273"},{"v":1.266222124353348,"d":"1.26622"},{"v":-0.9611939161815226,"d":"-0.96119"},{"v":-0.8242722388249732,"d":"-0.82427"},"OK"]
[{"$nulls":13},52.267940521240234,-47.32768630981445,34.883575439453125,null,{"v":-0.2745059411114231,"d":"-0.27451"},{"v":0.42328529452640123,"d":"0.42329"},{"v":0.40743717154619485,"d":"0.40744"},{"v":-0.11474054124300978,"d":"-0.11474"},"OK"]
[{"$nulls":13},51.77450180053711,-46.31834030151367,35.16554260253906,null,{"v":2.501137227145894,"d":"2.50114"},{"v":0.7179898206113213,"d":"0.71799"},{"v":-0.5757012517354302,"d":"-0.57570"},{"v":0.42904248187299143,"d":"0.42904"},"OK"]
[{"$nulls":13},51.0711669921875,-46.916996002197266,34.98632049560547,null,{"v":3.6633308942467444,"d":"3.66333"},{"v":0.9325344069004918,"d":"0.93253"},{"v":-0.8084645944152852,"d":"-0.80846"},{"v":-0.46476383210204786,"d":"-0.46476"},"OK"]
[{"$nulls":13},50.01948928833008,-44.89737319946289,35.57316970825195,null,{"v":2.937161225345638,"d":"2.93716"},{"v":2.888505174199316,"d":"2.88851"},{"v":-2.8283565854289394,"d":"-2.82836"},{"v":0.5863967658820879,"d":"0.58640"},"NG"]
[{"$nulls":13},52.47846221923828,-46.39999771118164,35.21044921875,null,{"v":1.5084872226076667,"d":"1.50849"},{"v":0.7674169934433893,"d":"0.76742"},{"v":0.04778613038118031,"d":"0.04779"},{"v":0.7659277561029394,"d":"0.76593"},"OK"]
[{"$nulls":13},51.16656494140625,-46.693729400634766,35.033077239990234,null,{"v":3.4002964647436533,"d":"3.40030"},{"v":0.8879277430786288,"d":"0.88793"},{"v":-0.8583796309721962,"d":"-0.85838"},{"v":-0.22715652326258162,"d":"-0.22716"},"OK"]
[{"$nulls":13},52.96900939941406,-49.04026794433594,34.48604965209961,null,{"v":-0.5165298915135115,"d":"-0.51653"},{"v":2.258688225682685,"d":"2.25869"},{"v":1.964015647178759,"d":"1.96402"},{"v":-1.115488699393497,"d":"-1.11549"},"NG"]
[{"$nulls":13},50.6294059753418,-47.096656799316406,34.86360168457031,null,{"v":-2.4603221468075134,"d":"-2.46032"},{"v":1.373998004832199,"d":"1.37400"},{"v":-1.0672848346880417,"d":"-1.06728"},{"v":-0.8653170511019547,"d":"-0.86532"},"OK"]
[{"$nulls":13},52.954689025878906,-47.03126525878906,35.0470085144043,null,{"v":0.578127783671402,"d":"0.57813"},{"v":0.9552008440850343,"d":"0.95520"},{"v":0.7999684829267959,"d":"0.79997"},{"v":0.5219761286347896,"d":"0.52198"},"OK"]
[{"$nulls":13},52.35873031616211,-46.587093353271484,35.099430084228516,null,{"v":1.466357988539507,"d":"1.46636"},{"v":0.5469728865733238,"d":"0.54697"},{"v":0.057021148856425896,"d":"0.05702"},{"v":0.5439925801235228,"d":"0.54399"},"OK"]
[{"$nulls":13},50.59830856323242,-46.08555603027344,35.21753692626953,null,{"v":3.174407120783261,"d":"3.17441"},{"v":1.6736028972479797,"d":"1.67360"},{"v":-1.6727019192890011,"d":"-1.67270"},{"v":-0.05490853197567082,"d":"-0.05491"},"OK"]
[{"$nulls":13},53.20891571044922,-47.675262451171875,34.821353912353516,null,{"v":0.10146719835546225,"d":"0.10147"},{"v":1.384722561718985,"d":"1.38472"},{"v":1.3776004059323927,"d":"1.37760"},{"v":0.14026294773921896,"d":"0.14026"},"OK"]
[{"$nulls":13},50.429805755615234,-46.819549560546875,35.03232192993164,null,{"v":3.6380374852497326,"d":"3.63804"},{"v":1.580529128550901,"d":"1.58053"},{"v":-1.3897299452180933,"d":"-1.38973"},{"v":-0.7528100727022625,"d":"-0.75281"},"OK"]
[{"$nulls":13},51.836238861083984,-47.902626037597656,34.767791748046875,null,{"v":-1.1394063325055659,"d":"-1.13941"},{"v":0.9173611471870368,"d":"0.91736"},{"v":0.38357975428478136,"d":"0.38358"},{"v":-0.8333174943988293,"d":"-0.83332"},"OK"]
[{"$nulls":13},54.0167236328125,-48.580116271972656,34.56708908081055,null,{"v":-0.053737528623723496,"d":"-0.05374"},{"v":2.5620190561541913,"d":"2.56202"},{"v":2.558320746882658,"d":"2.55832"},{"v":-0.1376103199871727,"d":"-0.13761"},"OK"]
[{"$nulls":13},52.319644927978516,-46.13642883300781,35.1833381652832,null,{"v":1.8271557636308757,"d":"1.82716"},{"v":0.92083008228589,"d":"0.92083"},{"v":-0.23348627629868424,"d":"-0.23349"},{"v":0.8907368855182844,"d":"0.89074"},"OK"]
[{"$nulls":13},51.09428024291992,-45.39454650878906,35.36763000488281,null,{"v":2.695305051844617,"d":"2.69531"},{"v":1.8433147291785479,"d":"1.84331"},{"v":-1.6627724827811898,"d":"-1.66277"},{"v":0.7956109987376123,"d":"0.79561"},"OK"]
[{"$nulls":13},52.99936294555664,-46.94711685180664,35.096153259277344,null,{"$f":"(ATAN2($N259-$A$3, $O259-$A$6))-$C$15","v":{"v":0.6637327876410297,"d":"0.66373"}},{"$f":"SQRT(($N259-$A$3)^2+($O259-$A$6)^2)","v":{"v":1.000761172465482,"d":"1.00076"}},{"v":0.7882976721556194,"d":"0.78830"},{"v":0.6165303758846904,"d":"0.61653"},{"$f":"IF(($T259/$A$9)^2 +($U259/$A$12)^2<=1, \"OK\", \"NG\")","v":"OK"}]
[{"$nulls":13},52.65572738647461,-47.25926971435547,34.87137222290039,null,{"v":0.2343371123025102,"d":"0.23434"},{"v":0.7051235282947153,"d":"0.70512"},{"$f":"$S260*COS($R260)","v":{"v":0.6858514279407175,"d":"0.68585"}},{"$f":"$S260*SIN($R260)","v":{"v":0.16372846101538638,"d":"0.16373"}},"OK"]
[{"$nulls":13},50.83625030517578,-47.340232849121094,34.804534912109375,null,{"v":-2.2462952501890605,"d":"-2.24630"},{"v":1.212465151591797,"d":"1.21247"},{"v":-0.7581383964275086,"d":"-0.75814"},{"v":-0.9462018366537054,"d":"-0.94620"},"OK"]
[{"$nulls":13},53.710060119628906,-48.44511032104492,34.68296432495117,null,{"v":-0.09075626062037079,"d":"-0.09076"},{"v":2.2388946944275396,"d":"2.23889"},{"v":2.229680470930159,"d":"2.22968"},{"v":-0.20291488434427746,"d":"-0.20291"},"OK"]
[{"$nulls":13},52.88658905029297,-48.11688232421875,34.825469970703125,null,{"v":-0.28897776650577744,"d":"-0.28898"},{"v":1.425996588443207,"d":"1.42600"},{"v":1.3668686163405854,"d":"1.36687"},{"v":-0.40636985113913027,"d":"-0.40637"},"OK"]
[{"$nulls":13},51.725059509277344,-46.3984375,35.16392135620117,null,{"v":2.610357764578553,"d":"2.61036"},{"v":0.6614149339446949,"d":"0.66141"},{"v":-0.5702601400257087,"d":"-0.57026"},{"v":0.33507176476528755,"d":"0.33507"},"OK"]
[{"$nulls":13},51.73635482788086,-47.075748443603516,34.91889572143555,null,{"v":-2.2509511717538384,"d":"-2.25095"},{"v":0.2743111435762067,"d":"0.27431"},{"v":-0.17251795936707445,"d":"-0.17252"},{"v":-0.21327015071478408,"d":"-0.21327"},"OK"]
[{"$nulls":13},52.93175506591797,-47.7916259765625,34.76990509033203,null,{"v":-0.09340084337388466,"d":"-0.09340"},{"v":1.222636164045678,"d":"1.22264"},{"v":1.2173070735829639,"d":"1.21731"},{"v":-0.11402928675217891,"d":"-0.11403"},"OK"]
[{"$nulls":13},52.33061218261719,-47.22657012939453,34.795387268066406,null,{"v":0.0100700317266742,"d":"0.01007"},{"v":0.4007972540184815,"d":"0.40080"},{"v":0.40077693265942527,"d":"0.40078"},{"v":0.004035972851455961,"d":"0.00404"},"OK"]
[{"$nulls":13},52.64425277709961,-48.80072021484375,34.54331588745117,null,{"v":-0.6163465766504548,"d":"-0.61635"},{"v":1.912499655672513,"d":"1.91250"},{"v":1.5605916630953733,"d":"1.56059"},{"v":-1.1055354331837117,"d":"-1.10554"},"NG"]
[{"$nulls":13},54.33203125,-50.52680206298828,34.04213333129883,null,{"v":-0.3757010076817431,"d":"-0.37570"},{"v":4.228084973421769,"d":"4.22808"},{"v":3.933178724787649,"d":"3.93318"},{"v":-1.5513889458652093,"d":"-1.55139"},"NG"]
[{"$nulls":13},50.21484375,-46.542518615722656,35.102603912353516,null,{"v":3.501587133083179,"d":"3.50159"},{"v":1.8428434697158567,"d":"1.84284"},{"v":-1.7247149336535128,"d":"-1.72471"},{"v":-0.6491767490498531,"d":"-0.64918"},"OK"]
[{"$nulls":13},52.29269027709961,-47.84806442260742,34.84817886352539,null,{"v":-0.6276036848965798,"d":"-0.62760"},{"v":0.8971515274473459,"d":"0.89715"},{"v":0.726187608144929,"d":"0.72619"},{"v":-0.526813459374239,"d":"-0.52681"},"OK"]
[{"$nulls":13},53.45439910888672,-48.636436462402344,34.651702880859375,null,{"v":-0.23336080763951983,"d":"-0.23336"},{"v":2.1893380422882114,"d":"2.18934"},{"v":2.1299953976762924,"d":"2.13000"},{"v":-0.5062812156185448,"d":"-0.50628"},"OK"]
[{"$nulls":13},49.9196662902832,-46.863948822021484,34.988433837890625,null,{"v":3.687152162116943,"d":"3.68715"},{"v":2.0847777499804128,"d":"2.08478"},{"v":-1.782145360944096,"d":"-1.78215"},{"v":-1.0817837950712845,"d":"-1.08178"},"NG"]
[{"$nulls":13},51.11817932128906,-46.4285774230957,34.938995361328125,null,{"v":3.1774877137877517,"d":"3.17749"},{"v":1.0507766036594866,"d":"1.05078"},{"v":-1.0500997369736689,"d":"-1.05010"},{"v":-0.037709590371641726,"d":"-0.03771"},"OK"]
[{"$nulls":13},54.77350997924805,-48.65407943725586,34.49827194213867,null,{"v":0.07310814880836036,"d":"0.07311"},{"v":3.2292934815128156,"d":"3.22929"},{"v":3.2206673584197163,"d":"3.22067"},{"v":0.235877417636636,"d":"0.23588"},"NG"]
[{"$nulls":13},52.71011734008789,-47.278141021728516,34.89439392089844,null,{"v":0.23754902578167614,"d":"0.23755"},{"v":0.762646093979169,"d":"0.76265"},{"v":0.7412292068641377,"d":"0.74123"},{"v":0.17946678676915365,"d":"0.17947"},"OK"]
[{"$nulls":13},52.70406723022461,-47.14293670654297,35.033687591552734,null,{"v":0.41057164885863107,"d":"0.41057"},{"v":0.7184299316937622,"d":"0.71843"},{"v":0.6587232377180483,"d":"0.65872"},{"v":0.2867494774951744,"d":"0.28675"},"OK"]
[{"$nulls":13},51.81878662109375,-46.2595100402832,35.23431396484375,null,{"v":2.421665537251555,"d":"2.42167"},{"v":0.76234091398534,"d":"0.76234"},{"v":-0.5731689020316604,"d":"-0.57317"},{"v":0.5026341401853086,"d":"0.50263"},"OK"]
[{"$nulls":13},51.958396911621094,-46.04777526855469,35.276100158691406,null,{"v":2.2253242067043155,"d":"2.22532"},{"v":0.9531331261365122,"d":"0.95313"},{"v":-0.580252922962051,"d":"-0.58025"},{"v":0.7561542842123933,"d":"0.75615"},"OK"]
[{"$nulls":13},52.7590217590332,-46.120643615722656,35.30889129638672,null,{"v":1.469579162575989,"d":"1.46958"},{"v":1.1616288913655606,"d":"1.16163"},{"v":0.11737612439553505,"d":"0.11738"},{"v":1.1556835754985295,"d":"1.15568"},"NG"]
[{"$nulls":13},50.236061096191406,-44.905513763427734,35.43693161010742,null,{"v":2.8815994136216716,"d":"2.88160"},{"v":2.7383120807461148,"d":"2.73831"},{"v":-2.646282110615127,"d":"-2.64628"},{"v":0.7039488920358246,"d":"0.70395"},"NG"]
[{"$nulls":13},52.01008987426758,-46.05299377441406,35.23807907104492,null,{"v":2.171007471887825,"d":"2.17101"},{"v":0.9470599753242975,"d":"0.94706"},{"v":-0.5349153149409311,"d":"-0.53492"},{"v":0.7815293997687506,"d":"0.78153"},"OK"]
[{"$nulls":13},51.38161849975586,-47.461082458496094,35.01064682006836,null,{"v":-1.890030370345044,"d":"-1.89003"},{"v":0.7713577077964516,"d":"0.77136"},{"v":-0.2420824366673128,"d":"-0.24208"},{"v":-0.7323856956783171,"d":"-0.73239"},"OK"]
[{"$nulls":13},53.752437591552734,-48.737709045410156,34.489044189453125,null,{"v":-0.17031291376627344,"d":"-0.17031"},{"v":2.4679283293457743,"d":"2.46793"},{"v":2.432221797290635,"d":"2.43222"},{"v":-0.4182910082367747,"d":"-0.41829"},"OK"]
[{"$nulls":13},52.44696044921875,-47.65058898925781,34.9850959777832,null,{"v":-0.35797727357845777,"d":"-0.35798"},{"v":0.7893286236475457,"d":"0.78933"},{"v":0.7392910796815902,"d":"0.73929"},{"v":-0.27656531888969277,"d":"-0.27657"},"OK"]
[{"$nulls":13},51.83726501464844,-45.62257385253906,35.47427749633789,null,{"v":2.299260689272348,"d":"2.29926"},{"v":1.3870059362405245,"d":"1.38701"},{"v":-0.9233638769254665,"d":"-0.92336"},{"v":1.0349804915821486,"d":"1.03498"},"NG"]
[{"$nulls":13},52.321136474609375,-45.79275894165039,35.327423095703125,null,{"v":1.921673674011195,"d":"1.92167"},{"v":1.2492236021984306,"d":"1.24922"},{"v":-0.4293854243928047,"d":"-0.42939"},{"v":1.1731102955854722,"d":"1.17311"},"NG"]
[{"$nulls":13},50.6599235534668,-45.34901428222656,35.42009353637695,null,{"v":2.863485583873387,"d":"2.86349"},{"v":2.1263957117255785,"d":"2.12640"},{"v":-2.0446928651481633,"d":"-2.04469"},{"v":0.583772053165552,"d":"0.58377"},"OK"]
[{"$nulls":13},52.637054443359375,-47.0660400390625,35.01377868652344,null,{"v":0.5075695308629941,"d":"0.50757"},{"v":0.6404683056664863,"d":"0.64047"},{"v":0.5597234598631704,"d":"0.55972"},{"v":0.31130258438069786,"d":"0.31130"},"OK"]
[{"$nulls":13},50.57194900512695,-46.48683166503906,35.07814025878906,null,{"v":3.407478965432775,"d":"3.40748"},{"v":1.5174555624348542,"d":"1.51746"},{"v":-1.4641321566142793,"d":"-1.46413"},{"v":-0.39873350991921847,"d":"-0.39873"},"OK"]
[{"$nulls":13},51.69572067260742,-47.07455062866211,34.94700241088867,null,{"v":-2.290453342145309,"d":"-2.29045"},{"v":0.3132789576597756,"d":"0.31328"},{"v":-0.20649054915276685,"d":"-0.20649"},{"v":-0.23559575213272468,"d":"-0.23560"},"OK"]
[{"$nulls":13},50.936893463134766,-46.01653289794922,35.19622039794922,null,{"v":3.005953649140923,"d":"3.00595"},{"v":1.4482413643939858,"d":"1.44824"},{"v":-1.4349394486329248,"d":"-1.43494"},{"v":0.195836228259205,"d":"0.19584"},"OK"]
[{"$nulls":13},52.110389709472656,-47.12967300415039,35.102874755859375,null,{"v":-0.2546869003280474,"d":"-0.25469"},{"v":0.17029672916073485,"d":"0.17030"},{"v":0.1648033357945097,"d":"0.16480"},{"v":-0.042904970269733916,"d":"-0.04290"},"OK"]
[{"$nulls":13},52.13134002685547,-47.00217819213867,34.96369934082031,null,{"v":0.5942823843182992,"d":"0.59428"},{"v":0.13135808759032777,"d":"0.13136"},{"v":0.10883681118021558,"d":"0.10884"},{"v":0.07354927401076317,"d":"0.07355"},"OK"]
[{"$nulls":13},49.88898468017578,-45.37316131591797,35.416683197021484,null,{"v":3.095875780103375,"d":"3.09588"},{"v":2.66514348292138,"d":"2.66514"},{"v":-2.6623588496931854,"d":"-2.66236"},{"v":0.12179958956696992,"d":"0.12180"},"OK"]
[{"$nulls":13},53.122474670410156,-48.746402740478516,34.56290054321289,null,{"v":-0.38867983492332914,"d":"-0.38868"},{"v":2.076023101428127,"d":"2.07602"},{"v":1.9211728812464597,"d":"1.92117"},{"v":-0.7867443536667013,"d":"-0.78674"},"NG"]
[{"$nulls":13},54.03849411010742,-48.11576461791992,34.87582778930664,null,{"v":0.11006079026608628,"d":"0.11006"},{"v":2.323873688379951,"d":"2.32387"},{"v":2.309812910918659,"d":"2.30981"},{"v":0.25525131948358215,"d":"0.25525"},"OK"]
[{"$nulls":13},53.19833755493164,-48.233924865722656,34.63370895385742,null,{"v":-0.18916324277665897,"d":"-0.18916"},{"v":1.720053333419699,"d":"1.72005"},{"v":1.6893708850766695,"d":"1.68937"},{"v":-0.32343389195241723,"d":"-0.32343"},"OK"]
[{"$nulls":13},51.164581298828125,-45.93443298339844,35.21052169799805,null,{"v":2.8465782124899084,"d":"2.84658"},{"v":1.3540153149565397,"d":"1.35402"},{"v":-1.2955190689777358,"d":"-1.29552"},{"v":0.39368491849690906,"d":"0.39368"},"OK"]
[{"$nulls":13},52.384300231933594,-46.932167053222656,35.03262710571289,null,{"v":0.7855759431746611,"d":"0.78558"},{"v":0.3902409216531653,"d":"0.39024"},{"v":0.275892940729398,"d":"0.27589"},{"v":0.2759910545441587,"d":"0.27599"},"OK"]
[{"$nulls":13},52.3470344543457,-46.75957107543945,34.97882843017578,null,{"v":1.216749351310261,"d":"1.21675"},{"v":0.4221835859769551,"d":"0.42218"},{"v":0.14636961697084447,"d":"0.14637"},{"v":0.39599863067461394,"d":"0.39600"},"OK"]
[{"$nulls":13},52.3026123046875,-45.613677978515625,35.39734649658203,null,{"v":1.966748360484786,"d":"1.96675"},{"v":1.4189654520814818,"d":"1.41897"},{"v":-0.5472761567062172,"d":"-0.54728"},{"v":1.3091798052604067,"d":"1.30918"},"NG"]
[{"$nulls":13},50.74705123901367,-47.41035079956055,34.797752380371094,null,{"v":-2.214228750160675,"d":"-2.21423"},{"v":1.3184340621954345,"d":"1.31843"},{"v":-0.7909879896855694,"d":"-0.79099"},{"v":-1.0548015815926408,"d":"-1.05480"},"NG"]
[{"$nulls":13},52.35654067993164,-47.359718322753906,34.90300750732422,null,{"v":-0.17896933990850694,"d":"-0.17897"},{"v":0.5064765820558736,"d":"0.50648"},{"v":0.4983869804935515,"d":"0.49839"},{"v":-0.09016066684270034,"d":"-0.09016"},"OK"]
[{"$nulls":13},52.010894775390625,-46.51203155517578,35.12640380859375,null,{"v":2.159338470642753,"d":"2.15934"},{"v":0.4880900524237088,"d":"0.48809"},{"v":-0.27096272410073763,"d":"-0.27096"},{"v":0.4059693355696786,"d":"0.40597"},"OK"]
[{"$nulls":13},51.369441986083984,-48.26957702636719,34.60546875,null,{"v":-1.420909376769299,"d":"-1.42091"},{"v":1.417543380215597,"d":"1.41754"},{"v":0.21167658031473893,"d":"0.21168"},{"v":-1.4016498350655624,"d":"-1.40165"},"NG"]
[{"$nulls":13},53.145423889160156,-47.15483856201172,34.859710693359375,null,{"v":0.4764995984908872,"d":"0.47650"},{"v":1.1558420593422938,"d":"1.15584"},{"v":1.0270880709913917,"d":"1.02709"},{"v":0.5301518278491707,"d":"0.53015"},"OK"]
[{"$nulls":13},52.22392272949219,-45.97209548950195,35.15822219848633,null,{"v":1.9671687484459108,"d":"1.96717"},{"v":1.0520119160377703,"d":"1.05201"},{"v":-0.40615504441433986,"d":"-0.40616"},{"v":0.9704468823084788,"d":"0.97045"},"OK"]
[{"$nulls":13},52.06775665283203,-47.59815979003906,34.96978759765625,null,{"v":-0.8471367088333042,"d":"-0.84714"},{"v":0.601985131396595,"d":"0.60199"},{"v":0.39859336142063334,"d":"0.39859"},{"v":-0.4511201953515007,"d":"-0.45112"},"OK"]
[{"$nulls":13},52.17680358886719,-46.50155258178711,35.04922866821289,null,{"v":1.8407981704450362,"d":"1.84080"},{"v":0.528875540897302,"d":"0.52888"},{"v":-0.14106867258874226,"d":"-0.14107"},{"v":0.5097145940361764,"d":"0.50971"},"OK"]
[{"$nulls":13},53.07756423950195,-46.52376937866211,35.10831069946289,null,{"v":1.0270055093766404,"d":"1.02701"},{"v":1.1781087789136009,"d":"1.17811"},{"v":0.6095342869725061,"d":"0.60953"},{"v":1.008170743454805,"d":"1.00817"},"NG"]
[{"$nulls":13},51.02396011352539,-45.7127685546875,35.41397476196289,null,{"v":2.8304201431185234,"d":"2.83042"},{"v":1.6154314141400978,"d":"1.61543"},{"v":-1.5378506934746219,"d":"-1.53785"},{"v":0.49460479008022223,"d":"0.49460"},"OK"]
[{"$nulls":13},52.905948638916016,-47.582481384277344,34.801998138427734,null,{"v":0.03946072413745094,"d":"0.03946"},{"v":1.0770457276195065,"d":"1.07705"},{"v":1.076207276223507,"d":"1.07621"},{"v":0.04248997513546083,"d":"0.04249"},"OK"]
[{"$nulls":13},51.0748176574707,-46.06130599975586,35.24066162109375,null,{"v":2.959810631050913,"d":"2.95981"},{"v":1.3179942310277173,"d":"1.31799"},{"v":-1.296277766707094,"d":"-1.29628"},{"v":0.23827031825893236,"d":"0.23827"},"OK"]
[{"$nulls":13},50.985679626464844,-46.44194412231445,35.21472930908203,null,{"v":3.2494786944155454,"d":"3.24948"},{"v":1.1577012493678518,"d":"1.15770"},{"v":-1.1509703091529282,"d":"-1.15097"},{"v":-0.12465765213695365,"d":"-0.12466"},"OK"]
[{"$nulls":13},53.038997650146484,-47.650901794433594,34.87976837158203,null,{"v":0.05120889518230143,"d":"0.05121"},{"v":1.2260461912207015,"d":"1.22605"},{"v":1.2244389807946734,"d":"1.22444"},{"v":0.06275703400648001,"d":"0.06276"},"OK"]
[{"$nulls":13},52.053035736083984,-47.61226272583008,34.865230560302734,null,{"v":-0.8735242613184713,"d":"-0.87352"},{"v":0.6145554773515955,"d":"0.61456"},{"v":0.39462380402576097,"d":"0.39462"},{"v":-0.4711162150033527,"d":"-0.47112"},"OK"]
[{"$nulls":13},50.318450927734375,-46.22758483886719,35.09843826293945,null,{"v":3.321857927410158,"d":"3.32186"},{"v":1.8504681741616669,"d":"1.85047"},{"v":-1.820483495624722,"d":"-1.82048"},{"v":-0.3317714661377706,"d":"-0.33177"},"OK"]
[{"$nulls":13},53.28874206542969,-48.07307052612305,34.80849075317383,null,{"v":-0.0834693695890868,"d":"-0.08347"},{"v":1.6770022257713224,"d":"1.67700"},{"v":1.6711636657849454,"d":"1.67116"},{"v":-0.1398158338751111,"d":"-0.13982"},"OK"]
[{"$nulls":13},51.76499557495117,-46.555877685546875,35.041465759277344,null,{"v":2.6683512179896294,"d":"2.66835"},{"v":0.5024656306532127,"d":"0.50247"},{"v":-0.44724244962370896,"d":"-0.44724"},{"v":0.22901070115240238,"d":"0.22901"},"OK"]
[{"$nulls":13},50.476356506347656,-47.72344207763672,34.88896942138672,null,{"v":-2.087433625735608,"d":"-2.08743"},{"v":1.6866706659702277,"d":"1.68667"},{"v":-0.8331463537956727,"d":"-0.83315"},{"v":-1.4665350621793627,"d":"-1.46654"},"NG"]
[{"$nulls":13},51.972076416015625,-46.12724304199219,35.29638671875,null,{"v":2.2136453395042093,"d":"2.21365"},{"v":0.8732035468855948,"d":"0.87320"},{"v":-0.5234664866793768,"d":"-0.52347"},{"v":0.6989043365276344,"d":"0.69890"},"OK"]
[{"$nulls":13},51.71050262451172,-47.389251708984375,35.04617691040039,null,{"$f":"(ATAN2($N323-$A$3, $O323-$A$6))-$C$15","v":{"v":-1.599405985718607,"d":"-1.59941"}},{"$f":"SQRT(($N323-$A$3)^2+($O323-$A$6)^2)","v":{"v":0.48510372433311566,"d":"0.48510"}},{"v":-0.013876758864711089,"d":"-0.01388"},{"v":-0.4849052061230835,"d":"-0.48491"},{"$f":"IF(($T323/$A$9)^2 +($U323/$A$12)^2<=1, \"OK\", \"NG\")","v":"OK"}]
[{"$nulls":13},52.458988189697266,-48.18674850463867,34.67688751220703,null,{"v":-0.590889370224414,"d":"-0.59089"},{"v":1.2724158799479426,"d":"1.27242"},{"$f":"$S324*COS($R324)","v":{"v":1.056672092030601,"d":"1.05667"}},{"$f":"$S324*SIN($R324)","v":{"v":-0.7088626534578967,"d":"-0.70886"}},"OK"]
[{"$nulls":13},52.40702819824219,-46.556949615478516,34.971336364746094,null,{"v":1.4386131903266475,"d":"1.43861"},{"v":0.601635768043188,"d":"0.60164"},{"v":0.0792947199955593,"d":"0.07929"},{"v":0.5963874116459388,"d":"0.59639"},"OK"]
[{"$nulls":13},51.1705436706543,-46.18889617919922,35.28809356689453,null,{"v":2.978245994884836,"d":"2.97825"},{"v":1.160123790984942,"d":"1.16012"},{"v":-1.1446808868776057,"d":"-1.14468"},{"v":0.18866074744464367,"d":"0.18866"},"OK"]
[{"$nulls":13},50.8657112121582,-45.63013458251953,35.488983154296875,null,{"v":2.873261452434023,"d":"2.87326"},{"v":1.7785225093409844,"d":"1.77852"},{"v":-1.7148775038136757,"d":"-1.71488"},{"v":0.47152673640667436,"d":"0.47153"},"OK"]
[{"$nulls":13},52.946685791015625,-47.96055603027344,34.70522689819336,null,{"v":-0.18180520425084057,"d":"-0.18181"},{"v":1.3486592876651777,"d":"1.34866"},{"v":1.3264319057695364,"d":"1.32643"},{"v":-0.24384477349769162,"d":"-0.24384"},"OK"]
[{"$nulls":13},50.39554977416992,-46.53447723388672,35.18288803100586,null,{"v":3.470066979118365,"d":"3.47007"},{"v":1.6706202360009739,"d":"1.67062"},{"v":-1.5813015716761807,"d":"-1.58130"},{"v":-0.5389409173094861,"d":"-0.53894"},"OK"]
[{"$nulls":13},49.11178207397461,-47.13737869262695,34.8000602722168,null,{"v":-2.483198027911241,"d":"-2.48320"},{"v":2.891483303324143,"d":"2.89148"},{"v":-2.287092437508278,"d":"-2.28709"},{"v":-1.7691477823219697,"d":"-1.76915"},"NG"]
[{"$nulls":13},51.917701721191406,-47.709285736083984,34.92045974731445,null,{"v":-1.0754443503121247,"d":"-1.07544"},{"v":0.7140442998211362,"d":"0.71404"},{"v":0.33941478153015536,"d":"0.33941"},{"v":-0.6282172141750761,"d":"-0.62822"},"OK"]
[{"$nulls":13},52.00225067138672,-45.69822692871094,35.29304885864258,null,{"v":2.179932639119578,"d":"2.17993"},{"v":1.3017750169115436,"d":"1.30178"},{"v":-0.7448227171002832,"d":"-0.74482"},{"v":1.0676410046201865,"d":"1.06764"},"NG"]
[{"$nulls":13},52.86857604980469,-46.69855880737305,35.00253677368164,null,{"v":0.9449115078971693,"d":"0.94491"},{"v":0.919397164943788,"d":"0.91940"},{"v":0.53859628178159,"d":"0.53860"},{"v":0.7451209245201218,"d":"0.74512"},"OK"]
[{"$nulls":13},52.28733825683594,-46.53733825683594,35.08009719848633,null,{"v":1.6259043406953488,"d":"1.62590"},{"v":0.5446275446845524,"d":"0.54463"},{"v":-0.029998153390412383,"d":"-0.03000"},{"v":0.5438007661104289,"d":"0.54380"},"OK"]
[{"$nulls":13},52.147850036621094,-45.0869140625,35.545379638671875,null,{"v":2.1045313497190197,"d":"2.10453"},{"v":1.9187906184857983,"d":"1.91879"},{"v":-0.9761893547181789,"d":"-0.97619"},{"v":1.651911553723146,"d":"1.65191"},"NG"]
[{"$nulls":13},49.7689094543457,-46.093910217285156,35.04084396362305,null,{"v":3.3666870847428942,"d":"3.36669"},{"v":2.408062232843707,"d":"2.40806"},{"v":-2.347314130050233,"d":"-2.34731"},{"v":-0.5374756665326696,"d":"-0.53748"},"OK"]
[{"$nulls":13},53.45313262939453,-46.9592170715332,35.097923278808594,null,{"v":0.6389233967037808,"d":"0.63892"},{"v":1.453704813868824,"d":"1.45370"},{"v":1.1669444372176232,"d":"1.16694"},{"v":0.866890054339209,"d":"0.86689"},"OK"]
[{"$nulls":13},50.45083236694336,-47.32939147949219,34.9525146484375,null,{"v":-2.3212226043017354,"d":"-2.32122"},{"v":1.5837989462278244,"d":"1.58380"},{"v":-1.0800726425931584,"d":"-1.08007"},{"v":-1.1583877540764138,"d":"-1.15839"},"NG"]
[{"$nulls":13},51.2510986328125,-46.880523681640625,34.91939926147461,null,{"v":3.594255614502714,"d":"3.59426"},{"v":0.7583718404740628,"d":"0.75837"},{"v":-0.681992886815375,"d":"-0.68199"},{"v":-0.33168290694162783,"d":"-0.33168"},"OK"]
[{"$nulls":13},53.31410598754883,-47.07669448852539,34.97557067871094,null,{"v":0.5525688843379597,"d":"0.55257"},{"v":1.3163421253921233,"d":"1.31634"},{"v":1.1204427575291869,"d":"1.12044"},{"v":0.6909157822645565,"d":"0.69092"},"OK"]
[{"$nulls":13},50.9626579284668,-45.004878997802734,35.57405471801758,null,{"v":2.661133175882541,"d":"2.66113"},{"v":2.248685479737311,"d":"2.24869"},{"v":-1.9940952730528367,"d":"-1.99410"},{"v":1.0393124788867651,"d":"1.03931"},"NG"]
[{"$nulls":13},52.06230163574219,-47.23042297363281,35.026390075683594,null,{"v":-0.6958656248824302,"d":"-0.69587"},{"v":0.2386969639395106,"d":"0.23870"},{"v":0.18319970035048064,"d":"0.18320"},{"v":-0.15301669969462198,"d":"-0.15302"},"OK"]
[{"$nulls":13},52.45643997192383,-46.784507751464844,35.09227752685547,null,{"v":1.0519572064308023,"d":"1.05196"},{"v":0.5047517777567133,"d":"0.50475"},{"v":0.2502924601205449,"d":"0.25029"},{"v":0.43832412842024554,"d":"0.43832"},"OK"]
[{"$nulls":13},52.859500885009766,-48.15205764770508,34.71870422363281,null,{"v":-0.3189581610708675,"d":"-0.31896"},{"v":1.437351242726818,"d":"1.43735"},{"v":1.3648550270655948,"d":"1.36486"},{"v":-0.4507209225919103,"d":"-0.45072"},"OK"]
[{"$nulls":13},53.188995361328125,-48.02920150756836,34.94542694091797,null,{"v":-0.10261942632384835,"d":"-0.10262"},{"v":1.572566600319612,"d":"1.57257"},{"v":1.5642937138802457,"d":"1.56429"},{"v":-0.16109279672142365,"d":"-0.16109"},"OK"]
[{"$nulls":13},52.621944427490234,-47.31657028198242,35.014705657958984,null,{"v":0.14004285345798906,"d":"0.14004"},{"v":0.6978765036312553,"d":"0.69788"},{"v":0.6910443034068954,"d":"0.69104"},{"v":0.09741347468119671,"d":"0.09741"},"OK"]
[{"$nulls":13},51.8326301574707,-47.50143814086914,34.770137786865234,null,{"v":-1.2820832658936447,"d":"-1.28208"},{"v":0.5286330232841888,"d":"0.52863"},{"v":0.15051175323001542,"d":"0.15051"},{"v":-0.5067534760080178,"d":"-0.50675"},"OK"]
[{"$nulls":13},52.87019729614258,-47.438507080078125,34.98246765136719,null,{"v":0.144089061323262,"d":"0.14409"},{"v":0.9744392200093841,"d":"0.97444"},{"v":0.9643412223758597,"d":"0.96434"},{"v":0.13992069296258314,"d":"0.13992"},"OK"]
[{"$nulls":13},51.65602111816406,-46.37602996826172,35.10492706298828,null,{"v":2.6854828929885617,"d":"2.68548"},{"v":0.7125026818592148,"d":"0.71250"},{"v":-0.6396655114424421,"d":"-0.63967"},{"v":0.3138281458500057,"d":"0.31383"},"OK"]
[{"$nulls":13},53.72126388549805,-47.32390213012695,35.016117095947266,null,{"v":0.42486344176600116,"d":"0.42486"},{"v":1.7514742228821443,"d":"1.75147"},{"v":1.5957594600912688,"d":"1.59576"},{"v":0.721951313420672,"d":"0.72195"},"OK"]
[{"$nulls":13},53.71068572998047,-47.26739501953125,34.990474700927734,null,{"v":0.45581122029260895,"d":"0.45581"},{"v":1.7314576989429822,"d":"1.73146"},{"v":1.5546831952502598,"d":"1.55468"},{"v":0.7621718478370667,"d":"0.76217"},"OK"]
[{"$nulls":13},53.17555236816406,-47.58555221557617,34.84121322631836,null,{"v":0.14873225405235735,"d":"0.14873"},{"v":1.3133144206405027,"d":"1.31331"},{"v":1.2988150786579975,"d":"1.29882"},{"v":0.19461284364840625,"d":"0.19461"},"OK"]
[{"$nulls":13},52.97978210449219,-48.081607818603516,34.7173957824707,null,{"v":-0.22388943696135377,"d":"-0.22389"},{"v":1.4594000293090978,"d":"1.45940"},{"v":1.4229752719765794,"d":"1.42298"},{"v":-0.3240213278328698,"d":"-0.32402"},"OK"]
[{"$nulls":13},52.59870147705078,-45.89018249511719,35.0914192199707,null,{"v":1.686946952508969,"d":"1.68695"},{"v":1.261006880539158,"d":"1.26101"},{"v":-0.14613763060570673,"d":"-0.14614"},{"v":1.2525103375573587,"d":"1.25251"},"NG"]
[{"$nulls":13},51.964847564697266,-45.33007049560547,35.335426330566406,null,{"v":2.2027087076551637,"d":"2.20271"},{"v":1.6702994472115105,"d":"1.67030"},{"v":-0.9866274033280551,"d":"-0.98663"},{"v":1.3477635587732801,"d":"1.34776"},"NG"]
[{"$nulls":13},53.04740524291992,-46.85987854003906,35.118892669677734,null,{"v":0.7438552216318883,"d":"0.74386"},{"v":1.0567363750897028,"d":"1.05674"},{"v":0.7776137782761617,"d":"0.77761"},{"v":0.7155477470251704,"d":"0.71555"},"OK"]
[{"$nulls":13},51.38224411010742,-47.785770416259766,34.76527404785156,null,{"v":-1.6261873483753633,"d":"-1.62619"},{"v":0.9995286321892017,"d":"0.99953"},{"v":-0.05533660492871606,"d":"-0.05534"},{"v":-0.9979956646804533,"d":"-0.99800"},"OK"]
[{"$nulls":13},51.03678894042969,-46.864776611328125,34.96681594848633,null,{"v":3.612981312692388,"d":"3.61298"},{"v":0.9726566249825624,"d":"0.97266"},{"v":-0.866577257914514,"d":"-0.86658"},{"v":-0.4417066517360033,"d":"-0.44171"},"OK"]
[{"$nulls":13},51.739662170410156,-47.916412353515625,34.736793518066406,null,{"v":-1.2367225941502424,"d":"-1.23672"},{"v":0.9526738094393051,"d":"0.95267"},{"v":0.3123762666432876,"d":"0.31238"},{"v":-0.900004697337519,"d":"-0.90000"},"OK"]
[{"$nulls":13},51.69467544555664,-47.16393280029297,34.97574234008789,null,{"v":-2.0379870970940557,"d":"-2.03799"},{"v":0.3465502078457468,"d":"0.34655"},{"v":-0.1560792415508146,"d":"-0.15608"},{"v":-0.3094128583540975,"d":"-0.30941"},"OK"]
[{"$nulls":13},53.77930450439453,-47.92680740356445,34.85414123535156,null,{"v":0.13065205347130504,"d":"0.13065"},{"v":2.0062144657689394,"d":"2.00621"},{"v":1.9891158099076562,"d":"1.98912"},{"v":0.261370957521985,"d":"0.26137"},"OK"]
[{"$nulls":13},51.88848114013672,-46.85927200317383,35.01961898803711,null,{"v":2.8517773191396243,"d":"2.85178"},{"v":0.17955730337670256,"d":"0.17956"},{"v":-0.1720691649481614,"d":"-0.17207"},{"v":0.05131303606254086,"d":"0.05131"},"OK"]
[{"$nulls":13},50.29983901977539,-44.13294219970703,35.664302825927734,null,{"v":2.716916999341228,"d":"2.71692"},{"v":3.3332518340052046,"d":"3.33325"},{"v":-3.0371671384758754,"d":"-3.03717"},{"v":1.3733839819443519,"d":"1.37338"},"NG"]
[{"$nulls":13},51.46941375732422,-47.89274978637695,34.816768646240234,null,{"v":-1.4961696019630157,"d":"-1.49617"},{"v":1.0385200729850619,"d":"1.03852"},{"v":0.07742943566376917,"d":"0.07743"},{"v":-1.0356295788001078,"d":"-1.03563"},"NG"]
[{"$nulls":13},50.48462677001953,-46.353816986083984,35.07341766357422,null,{"v":3.3493864684102483,"d":"3.34939"},{"v":1.6473944620566818,"d":"1.64739"},{"v":-1.61195642955184,"d":"-1.61196"},{"v":-0.3398602401598453,"d":"-0.33986"},"OK"]
[{"$nulls":13},50.28697967529297,-46.093223571777344,35.09111022949219,null,{"v":3.2656118659429243,"d":"3.26561"},{"v":1.9382162221072294,"d":"1.93822"},{"v":-1.9233296931594386,"d":"-1.92333"},{"v":-0.2397603283507112,"d":"-0.23976"},"OK"]
[{"$nulls":13},52.10718536376953,-46.594451904296875,35.15241622924805,null,{"v":1.9232723158850045,"d":"1.92327"},{"v":0.4194734319773277,"d":"0.41947"},{"v":-0.1448117216526807,"d":"-0.14481"},{"v":0.3936845506326408,"d":"0.39368"},"OK"]
[{"$nulls":13},50.97688674926758,-46.208255767822266,35.22808837890625,null,{"v":3.0938617760486826,"d":"3.09386"},{"v":1.293684526076962,"d":"1.29368"},{"v":-1.2922111460706194,"d":"-1.29221"},{"v":0.061725254003772524,"d":"0.06173"},"OK"]
[{"$nulls":13},52.07267379760742,-46.20853805541992,35.18101119995117,null,{"v":2.090096102142978,"d":"2.09010"},{"v":0.7947914761603594,"d":"0.79479"},{"v":-0.39443303180334616,"d":"-0.39443"},{"v":0.690011647727474,"d":"0.69001"},"OK"]
[{"$nulls":13},52.423805236816406,-47.0907096862793,34.84880447387695,null,{"v":0.40001042335356635,"d":"0.40001"},{"v":0.433404113891295,"d":"0.43340"},{"v":0.3991898647171399,"d":"0.39919"},{"v":0.16877967248756628,"d":"0.16878"},"OK"]
[{"$nulls":13},51.05063247680664,-46.66584777832031,35.08808517456055,null,{"v":3.414026015207261,"d":"3.41403"},{"v":1.0064573519766076,"d":"1.00646"},{"v":-0.9693381879152373,"d":"-0.96934"},{"v":-0.2708133652480414,"d":"-0.27081"},"OK"]
[{"$nulls":13},51.777259826660156,-45.68954086303711,35.256126403808594,null,{"v":2.350023628064621,"d":"2.35002"},{"v":1.3292540518911302,"d":"1.32925"},{"v":-0.9341065500994593,"d":"-0.93411"},{"v":0.9457067661438582,"d":"0.94571"},"OK"]
[{"$nulls":13},52.09457778930664,-46.58916091918945,35.086246490478516,null,{"v":1.955397147658336,"d":"1.95540"},{"v":0.42158475844293325,"d":"0.42158"},{"v":-0.1581740264301847,"d":"-0.15817"},{"v":0.3907872642682328,"d":"0.39079"},"OK"]
[{"$nulls":13},53.15245819091797,-46.8127555847168,35.05429458618164,null,{"v":0.7719317465807807,"d":"0.77193"},{"v":1.1675702774859704,"d":"1.16757"},{"v":0.8366394986032722,"d":"0.83664"},{"v":0.8144045077512349,"d":"0.81440"},"OK"]
[{"$nulls":13},50.82112503051758,-47.13356399536133,34.91066360473633,null,{"v":-2.417910647977088,"d":"-2.41791"},{"v":1.1864170997288694,"d":"1.18642"},{"v":-0.8890686807284907,"d":"-0.88907"},{"v":-0.785584123742813,"d":"-0.78558"},"OK"]
[{"$nulls":13},51.88700485229492,-45.896339416503906,35.28226852416992,null,{"v":2.2836882251713444,"d":"2.28369"},{"v":1.1094298477000835,"d":"1.10943"},{"v":-0.7255939106601569,"d":"-0.72559"},{"v":0.8392544690263679,"d":"0.83925"},"OK"]
[{"$nulls":13},50.07944869995117,-45.54149627685547,35.38725662231445,null,{"v":3.1029556363803943,"d":"3.10296"},{"v":2.411586698948579,"d":"2.41159"},{"v":-2.409786891522851,"d":"-2.40979"},{"v":0.09315333590557373,"d":"0.09315"},"OK"]
[{"$nulls":13},52.44815444946289,-47.931182861328125,34.72732162475586,null,{"v":-0.5113758881843835,"d":"-0.51138"},{"v":1.0334137273157449,"d":"1.03341"},{"v":0.9012111806264907,"d":"0.90121"},{"v":-0.5057295124060166,"d":"-0.50573"},"OK"]
[{"$nulls":13},52.5794792175293,-45.47532272338867,35.4073371887207,null,{"v":1.8184561828646315,"d":"1.81846"},{"v":1.6310845966298935,"d":"1.63108"},{"v":-0.39983737324203467,"d":"-0.39984"},{"v":1.5813181325470886,"d":"1.58132"},"NG"]
[{"$nulls":13},51.66432189941406,-47.03379821777344,34.946292877197266,null,{"v":-2.430379210339888,"d":"-2.43038"},{"v":0.33737532028535144,"d":"0.33738"},{"v":-0.2555855410125116,"d":"-0.25559"},{"v":-0.22022292787760592,"d":"-0.22022"},"OK"]
[{"$nulls":13},53.374664306640625,-47.286075592041016,34.88823699951172,null,{"v":0.4056879436576477,"d":"0.40569"},{"v":1.4041158073012951,"d":"1.40412"},{"v":1.290145295605679,"d":"1.29015"},{"v":0.5541356481403297,"d":"0.55414"},"OK"]
[{"$nulls":13},51.16349411010742,-46.393428802490234,35.129573822021484,null,{"v":3.1250678772199354,"d":"3.12507"},{"v":1.0332815305972545,"d":"1.03328"},{"v":-1.0331404556261254,"d":"-1.03314"},{"v":0.01707396913570105,"d":"0.01707"},"OK"]
[{"$nulls":13},52.917301177978516,-46.37958908081055,35.0653076171875,null,{"v":1.2055374732006683,"d":"1.20554"},{"v":1.107407404603326,"d":"1.10741"},{"v":0.3955560510678381,"d":"0.39556"},{"v":1.0343532134787867,"d":"1.03435"},"NG"]
[{"$nulls":13},52.11763000488281,-47.88483810424805,34.80112838745117,null,{"v":-0.8277664529656499,"d":"-0.82777"},{"v":0.8926227023653431,"d":"0.89262"},{"v":0.6038791455516901,"d":"0.60388"},{"v":-0.657347142950944,"d":"-0.65735"},"OK"]
[{"$nulls":13},52.03816223144531,-44.81419372558594,35.524051666259766,null,{"v":2.164204228971246,"d":"2.16420"},{"v":2.186139388322888,"d":"2.18614"},{"v":-1.2224663035291172,"d":"-1.22247"},{"v":1.812396634821591,"d":"1.81240"},"NG"]
[{"$nulls":13},51.6632194519043,-46.909297943115234,34.85661697387695,null,{"v":3.489379076964701,"d":"3.48938"},{"v":0.3487807344145738,"d":"0.34878"},{"v":-0.3278990370070361,"d":"-0.32790"},{"v":-0.11887061129071319,"d":"-0.11887"},"OK"]
[{"$nulls":13},51.11396408081055,-45.515968322753906,35.47891616821289,null,{"$f":"(ATAN2($N387-$A$3, $O387-$A$6))-$C$15","v":{"v":2.7199065442758945,"d":"2.71991"}},{"$f":"SQRT(($N387-$A$3)^2+($O387-$A$6)^2)","v":{"v":1.728412470784608,"d":"1.72841"}},{"v":-1.5770037353843964,"d":"-1.57700"},{"v":0.7074382571980495,"d":"0.70744"},{"$f":"IF(($T387/$A$9)^2 +($U387/$A$12)^2<=1, \"OK\", \"NG\")","v":"OK"}]
[{"$nulls":13},51.74843978881836,-45.94392013549805,35.23457336425781,null,{"v":2.4155056660254823,"d":"2.41551"},{"v":1.0856275696831834,"d":"1.08563"},{"$f":"$S388*COS($R388)","v":{"v":-0.8118085864343374,"d":"-0.81181"}},{"$f":"$S388*SIN($R388)","v":{"v":0.7208009704819344,"d":"0.72080"}},"OK"]
[{"$nulls":13},53.229270935058594,-47.51931381225586,34.837528228759766,null,{"v":0.21115071139187197,"d":"0.21115"},{"v":1.3344638876266166,"d":"1.33446"},{"v":1.3048259652198795,"d":"1.30483"},{"v":0.27968387130392947,"d":"0.27968"},"OK"]
[{"$nulls":13},51.537288665771484,-46.78776931762695,35.080684661865234,null,{"v":3.322419436486933,"d":"3.32242"},{"v":0.5090615300374427,"d":"0.50906"},{"v":-0.5007614538288585,"d":"-0.50076"},{"v":-0.09155112081930067,"d":"-0.09155"},"OK"]
[{"$nulls":13},53.096832275390625,-48.71907043457031,34.49477767944336,null,{"v":-0.39201101625780077,"d":"-0.39201"},{"v":2.039177333963954,"d":"2.03918"},{"v":1.884490694325661,"d":"1.88449"},{"v":-0.7790629129616731,"d":"-0.77906"},"NG"]
[{"$nulls":13},52.51963424682617,-46.18888473510742,35.17844772338867,null,{"v":1.6118932844260683,"d":"1.61189"},{"v":0.9632900515506013,"d":"0.96329"},{"v":-0.03957714753679044,"d":"-0.03958"},{"v":0.9624766868912781,"d":"0.96248"},"OK"]
[{"$nulls":13},51.59518051147461,-46.12066650390625,35.294979095458984,null,{"v":2.6131063262373075,"d":"2.61311"},{"v":0.9680424658259656,"d":"0.96804"},{"v":-0.8359736846471573,"d":"-0.83597"},{"v":0.488112911343135,"d":"0.48811"},"OK"]
[{"$nulls":13},51.78318786621094,-46.72440719604492,35.070838928222656,null,{"v":2.8482473145575566,"d":"2.84825"},{"v":0.35065495141233705,"d":"0.35065"},{"v":-0.33567564099651503,"d":"-0.33568"},{"v":0.10139407769474106,"d":"0.10139"},"OK"]
[{"$nulls":13},52.3024787902832,-48.70648193359375,34.49322509765625,null,{"v":-0.7845003525569403,"d":"-0.78450"},{"v":1.733082227781779,"d":"1.73308"},{"v":1.2265739455826927,"d":"1.22657"},{"v":-1.224373457843137,"d":"-1.22437"},"NG"]
[{"$nulls":13},52.443206787109375,-46.263671875,35.25056457519531,null,{"v":1.6398353218055406,"d":"1.63984"},{"v":0.8594250193040871,"d":"0.85943"},{"v":-0.05928671621914707,"d":"-0.05929"},{"v":0.8573776583780224,"d":"0.85738"},"OK"]
[{"$nulls":13},51.3699951171875,-47.70248031616211,34.76028060913086,null,{"v":-1.6909916206521107,"d":"-1.69099"},{"v":0.9436020066547173,"d":"0.94360"},{"v":-0.11314363131688707,"d":"-0.11314"},{"v":-0.9367941426243215,"d":"-0.93679"},"OK"]
[{"$nulls":13},52.70492935180664,-46.88756561279297,34.94738006591797,null,{"v":0.7690303913606731,"d":"0.76903"},{"v":0.7138395355156165,"d":"0.71384"},{"v":0.5129546044742009,"d":"0.51295"},{"v":0.49643172361752547,"d":"0.49643"},"OK"]
[{"$nulls":13},51.43199920654297,-47.44228744506836,34.86806106567383,null,{"v":-1.869126078876395,"d":"-1.86913"},{"v":0.7198910233034679,"d":"0.71989"},{"v":-0.2115933545329778,"d":"-0.21159"},{"v":-0.6880925357467523,"d":"-0.68809"},"OK"]
[{"$nulls":13},51.911293029785156,-46.329925537109375,35.026580810546875,null,{"v":2.313279984812639,"d":"2.31328"},{"v":0.675920640595371,"d":"0.67592"},{"v":-0.457003418508818,"d":"-0.45700"},{"v":0.49801263824737513,"d":"0.49801"},"OK"]
[{"$nulls":13},52.321388244628906,-46.84856414794922,34.93418502807617,null,{"v":1.051202725061391,"d":"1.05120"},{"v":0.35527907491434924,"d":"0.35528"},{"v":0.17640580124314773,"d":"0.17641"},{"v":0.30838971182540903,"d":"0.30839"},"OK"]
[{"$nulls":13},50.9683952331543,-46.95709228515625,35.03305435180664,null,{"v":3.710888679876944,"d":"3.71089"},{"v":1.0324967152353997,"d":"1.03250"},{"v":-0.8696520078319716,"d":"-0.86965"},{"v":-0.5565562435600828,"d":"-0.55656"},"OK"]
[{"$nulls":13},52.662818908691406,-46.566139221191406,35.228668212890625,null,{"v":1.190445779183587,"d":"1.19045"},{"v":0.7921894224914053,"d":"0.79219"},{"v":0.29409714466644127,"d":"0.29410"},{"v":0.73557525149118,"d":"0.73558"},"OK"]
[{"$nulls":13},51.421939849853516,-46.69812774658203,35.032413482666016,null,{"v":3.271195857922627,"d":"3.27120"},{"v":0.6521352578806167,"d":"0.65214"},{"v":-0.6466659650632327,"d":"-0.64667"},{"v":-0.08428240741611721,"d":"-0.08428"},"OK"]
[{"$nulls":13},53.42449188232422,-47.407169342041016,34.9791374206543,null,{"v":0.33245417052088944,"d":"0.33245"},{"v":1.481541088159795,"d":"1.48154"},{"v":1.4004181776782436,"d":"1.40042"},{"v":0.4835213785698174,"d":"0.48352"},"OK"]
[{"$nulls":13},51.83287048339844,-47.09858322143555,34.94588851928711,null,{"v":-1.9977962524685255,"d":"-1.99780"},{"v":0.19403846749570566,"d":"0.19404"},{"v":-0.08035947235019383,"d":"-0.08036"},{"v":-0.17661619991291982,"d":"-0.17662"},"OK"]
[{"$nulls":13},49.764259338378906,-46.37134552001953,35.142669677734375,null,{"v":3.478351612920142,"d":"3.47835"},{"v":2.322443274059765,"d":"2.32244"},{"v":-2.1919929297902594,"d":"-2.19199"},{"v":-0.7674045588703227,"d":"-0.76740"},"NG"]
[{"$nulls":13},53.06704330444336,-47.99676513671875,34.81205749511719,null,{"v":-0.14049341807484306,"d":"-0.14049"},{"v":1.4601788080010447,"d":"1.46018"},{"v":1.4457916991777626,"d":"1.44579"},{"v":-0.204471303424294,"d":"-0.20447"},"OK"]
[{"$nulls":13},53.65385055541992,-47.66023635864258,34.75832748413086,null,{"v":0.23103868415529394,"d":"0.23104"},{"v":1.7807677302041374,"d":"1.78077"},{"v":1.7334510811603148,"d":"1.73345"},{"v":0.40777574493896906,"d":"0.40778"},"OK"]
[{"$nulls":13},52.11362075805664,-46.732486724853516,35.116432189941406,null,{"v":1.7800201240078963,"d":"1.78002"},{"v":0.29064244191267785,"d":"0.29064"},{"v":-0.06036663479935526,"d":"-0.06037"},{"v":0.28430423571231855,"d":"0.28430"},"OK"]
[{"$nulls":13},51.772071838378906,-46.36338424682617,35.15615463256836,null,{"v":2.5254729396945756,"d":"2.52547"},{"v":0.6761884826356124,"d":"0.67619"},{"v":-0.551855614573332,"d":"-0.55186"},{"v":0.3907508729522454,"d":"0.39075"},"OK"]
[{"$nulls":13},50.9291877746582,-45.236717224121094,35.53096389770508,null,{"v":2.7274192468990037,"d":"2.72742"},{"v":2.0629602443219,"d":"2.06296"},{"v":-1.8885354743061806,"d":"-1.88854"},{"v":0.8302040303080936,"d":"0.83020"},"NG"]
[{"$nulls":13},52.361324310302734,-47.44392013549805,34.89365768432617,null,{"v":-0.2767478172501261,"d":"-0.27675"},{"v":0.5723812924234605,"d":"0.57238"},{"v":0.5506016767792381,"d":"0.55060"},{"v":-0.15639097622382944,"d":"-0.15639"},"OK"]
[{"$nulls":13},51.51386642456055,-47.879905700683594,34.78962326049805,null,{"v":-1.464679186741946,"d":"-1.46468"},{"v":1.0052660818236296,"d":"1.00527"},{"v":0.10647586400432127,"d":"0.10648"},{"v":-0.9996113172876575,"d":"-0.99961"},"NG"]
[{"$nulls":13},51.684349060058594,-45.23918533325195,35.58745574951172,null,{"v":2.359041652674206,"d":"2.35904"},{"v":1.788883396569192,"d":"1.78888"},{"v":-1.2685279143627441,"d":"-1.26853"},{"v":1.2613249926182526,"d":"1.26132"},"NG"]
[{"$nulls":13},50.8873176574707,-46.51719284057617,35.21910858154297,null,{"v":3.3430622713706084,"d":"3.34306"},{"v":1.2129158044016861,"d":"1.21292"},{"v":-1.1883828254742284,"d":"-1.18838"},{"v":-0.2427159011792982,"d":"-0.24272"},"OK"]
[{"$nulls":13},51.43336868286133,-46.15818786621094,35.135986328125,null,{"v":2.7741109886913575,"d":"2.77411"},{"v":1.014750569429158,"d":"1.01475"},{"v":-0.9470008055681074,"d":"-0.94700"},{"v":0.36456575869129043,"d":"0.36457"},"OK"]
[{"$nulls":13},53.342552185058594,-47.63268280029297,34.969337463378906,null,{"v":0.17047791071787471,"d":"0.17048"},{"v":1.4841610072334326,"d":"1.48416"},{"v":1.4626463128880414,"d":"1.46265"},{"v":0.2517928886747491,"d":"0.25179"},"OK"]
[{"$nulls":13},50.77035903930664,-46.79130935668945,35.052734375,null,{"v":3.58434306065464,"d":"3.58434"},{"v":1.2472243891218042,"d":"1.24722"},{"v":-1.1269629421833158,"d":"-1.12696"},{"v":-0.5343437131339546,"d":"-0.53434"},"OK"]
[{"$nulls":13},51.6165657043457,-47.32758331298828,34.90785217285156,null,{"v":-1.8237190617095627,"d":"-1.82372"},{"v":0.5043140747909828,"d":"0.50431"},{"v":-0.12619691786383924,"d":"-0.12620"},{"v":-0.48826941738547625,"d":"-0.48827"},"OK"]
[{"$nulls":13},51.51344680786133,-47.470481872558594,34.83056640625,null,{"v":-1.7621204958373238,"d":"-1.76212"},{"v":0.6768213953374791,"d":"0.67682"},{"v":-0.12870372616580225,"d":"-0.12870"},{"v":-0.6644716337494102,"d":"-0.66447"},"OK"]
[{"$nulls":13},51.66822814941406,-46.18488693237305,35.214603424072266,null,{"v":2.5682097463843956,"d":"2.56821"},{"v":0.8800465180076786,"d":"0.88005"},{"v":-0.7393012381976496,"d":"-0.73930"},{"v":0.4774050199326163,"d":"0.47741"},"OK"]
[{"$nulls":13},52.47953414916992,-46.39836502075195,35.0918083190918,null,{"v":1.508720988331449,"d":"1.50872"},{"v":0.7693618449565319,"d":"0.76936"},{"v":0.04772773121769364,"d":"0.04773"},{"v":0.7678800115563175,"d":"0.76788"},"OK"]
[{"$nulls":13},50.03757858276367,-46.710975646972656,34.989784240722656,null,{"v":3.606229681792419,"d":"3.60623"},{"v":1.9835909093033053,"d":"1.98359"},{"v":-1.7732990741137293,"d":"-1.77330"},{"v":-0.8888437934857307,"d":"-0.88884"},"NG"]
[{"$nulls":13},51.97972106933594,-48.73183822631836,34.594024658203125,null,{"v":-0.9716400366983333,"d":"-0.97164"},{"v":1.7319569501481262,"d":"1.73196"},{"v":0.9767300706787397,"d":"0.97673"},{"v":-1.4302703402498085,"d":"-1.43027"},"NG"]
[{"$nulls":13},50.69725036621094,-47.263282775878906,34.83479690551758,null,{"v":-2.331315599868822,"d":"-2.33132"},{"v":1.3290878181715604,"d":"1.32909"},{"v":-0.9161372293738114,"d":"-0.91614"},{"v":-0.9628951164936477,"d":"-0.96290"},"NG"]
[{"$nulls":13},52.009254455566406,-47.27260971069336,34.845733642578125,null,{"v":-0.9259964832432777,"d":"-0.92600"},{"v":0.2727667489122303,"d":"0.27277"},{"v":0.16394331257019004,"d":"0.16394"},{"v":-0.21800066416334757,"d":"-0.21800"},"OK"]
[{"$nulls":13},52.503360748291016,-45.489925384521484,35.36518096923828,null,{"v":1.8599094948981847,"d":"1.85991"},{"v":1.5917592114489798,"d":"1.59176"},{"v":-0.4538142305929211,"d":"-0.45381"},{"v":1.525696572501896,"d":"1.52570"},"NG"]
[{"$nulls":13},52.76201629638672,-48.039920806884766,34.6971321105957,null,{"v":-0.32755273158664133,"d":"-0.32755"},{"v":1.28922617121698,"d":"1.28923"},{"v":1.220681277466975,"d":"1.22068"},{"v":-0.41477866313539696,"d":"-0.41478"},"OK"]
[{"$nulls":13},53.57770538330078,-48.250953674316406,34.6844596862793,null,{"v":-0.05952794392821903,"d":"-0.05953"},{"v":2.013464519623324,"d":"2.01346"},{"v":2.0098981405712335,"d":"2.00990"},{"v":-0.11978662826158654,"d":"-0.11979"},"OK"]
[{"$nulls":13},52.577598571777344,-45.5838623046875,35.42312240600586,null,{"v":1.7943900844261138,"d":"1.79439"},{"v":1.5294005630325322,"d":"1.52940"},{"v":-0.33912216180991406,"d":"-0.33912"},{"v":1.4913290185514385,"d":"1.49133"},"NG"]
[{"$nulls":13},52.370338439941406,-46.25883102416992,35.25123977661133,null,{"v":1.7182795695325621,"d":"1.71828"},{"v":0.8285420996130742,"d":"0.82854"},{"v":-0.12175356973377185,"d":"-0.12175"},{"v":0.8195474843401845,"d":"0.81955"},"OK"]
[{"$nulls":13},51.45989227294922,-45.6835823059082,35.314613342285156,null,{"v":2.571003598572319,"d":"2.57100"},{"v":1.4229096605680647,"d":"1.42291"},{"v":-1.1974965184765625,"d":"-1.19750"},{"v":0.768553179926046,"d":"0.76855"},"OK"]
[{"$nulls":13},52.831382751464844,-48.649383544921875,34.60041046142578,null,{"v":-0.49304342495054865,"d":"-0.49304"},{"v":1.8470688556987542,"d":"1.84707"},{"v":1.6270764163213782,"d":"1.62708"},{"v":-0.8742343468104457,"d":"-0.87423"},"NG"]
[{"$nulls":13},53.48478317260742,-47.04533386230469,35.00429916381836,null,{"v":0.5803424090471675,"d":"0.58034"},{"v":1.4854750851931584,"d":"1.48548"},{"v":1.242265606354016,"d":"1.24227"},{"v":0.8145013149157647,"d":"0.81450"},"OK"]
[{"$nulls":13},52.04445266723633,-47.18490982055664,34.82217025756836,null,{"v":-0.7240061565311968,"d":"-0.72401"},{"v":0.1901780254464557,"d":"0.19018"},{"v":0.1424734091619258,"d":"0.14247"},{"v":-0.1259722550583708,"d":"-0.12597"},"OK"]
[{"$nulls":13},50.31472396850586,-46.85417556762695,35.032989501953125,null,{"v":3.6661443634576205,"d":"3.66614"},{"v":1.6915732521547984,"d":"1.69157"},{"v":-1.4641387646431108,"d":"-1.46414"},{"v":-0.8471822385265797,"d":"-0.84718"},"OK"]
[{"$nulls":13},50.319732666015625,-46.3806266784668,35.04372787475586,null,{"v":3.39929591950584,"d":"3.39930"},{"v":1.7907879899870984,"d":"1.79079"},{"v":-1.7316523641212405,"d":"-1.73165"},{"v":-0.4564008270318436,"d":"-0.45640"},"OK"]
[{"$nulls":13},52.325218200683594,-47.295082092285156,34.81686019897461,null,{"v":-0.12598799945387995,"d":"-0.12599"},{"v":0.4391358778820739,"d":"0.43914"},{"v":0.4356552888538838,"d":"0.43566"},{"v":-0.05517960254386363,"d":"-0.05518"},"OK"]
[{"$nulls":13},52.208988189697266,-45.838008880615234,35.228431701660156,null,{"v":2.0037105161538147,"d":"2.00371"},{"v":1.1806351786059912,"d":"1.18064"},{"v":-0.49529762250550613,"d":"-0.49530"},{"v":1.0717181019756987,"d":"1.07172"},"NG"]
[{"$nulls":13},53.0835075378418,-46.60865020751953,35.13218688964844,null,{"v":0.9574720154922991,"d":"0.95747"},{"v":1.1520170331355777,"d":"1.15202"},{"v":0.6630883952879714,"d":"0.66309"},{"v":0.9420493748572426,"d":"0.94205"},"OK"]
[{"$nulls":13},49.300819396972656,-45.86675262451172,35.203407287597656,null,{"v":3.354958548829817,"d":"3.35496"},{"v":2.9274264366180294,"d":"2.92743"},{"v":-2.8610433000117865,"d":"-2.86104"},{"v":-0.6198844870359308,"d":"-0.61988"},"NG"]
[{"$nulls":13},54.18259048461914,-48.06801223754883,34.72160720825195,null,{"v":0.15578807158973473,"d":"0.15579"},{"v":2.4298871091275145,"d":"2.42989"},{"v":2.400460110514034,"d":"2.40046"},{"v":0.3770180644677663,"d":"0.37702"},"OK"]
[{"$nulls":13},52.98383712768555,-47.959129333496094,34.81594467163086,null,{"v":-0.16181707910616439,"d":"-0.16182"},{"v":1.3739958414002598,"d":"1.37400"},{"v":1.356046179497469,"d":"1.35605"},{"v":-0.22136696062313835,"d":"-0.22137"},"OK"]
[{"$nulls":13},51.55923843383789,-47.271873474121094,34.80900573730469,null,{"v":-1.9780271769268787,"d":"-1.97803"},{"v":0.5178667242991661,"d":"0.51787"},{"v":-0.2051105195409542,"d":"-0.20511"},{"v":-0.4755161605140128,"d":"-0.47552"},"OK"]
[{"$nulls":13},51.4391975402832,-46.99684524536133,34.96013641357422,null,{"v":3.7468325217368035,"d":"3.74683"},{"v":0.5608113330713278,"d":"0.56081"},{"v":-0.46119197424252045,"d":"-0.46119"},{"v":-0.3190788526297632,"d":"-0.31908"},"OK"]
[{"$nulls":13},50.43512725830078,-47.15404510498047,34.852542877197266,null,{"v":-2.4326041671908234,"d":"-2.43260"},{"v":1.5724365144837082,"d":"1.57244"},{"v":-1.1935120630630145,"d":"-1.19351"},{"v":-1.023760493184192,"d":"-1.02376"},"NG"]
[{"$nulls":13},51.43278884887695,-46.671844482421875,35.09187316894531,null,{"v":3.2279657214767346,"d":"3.22797"},{"v":0.6552972864855302,"d":"0.65530"},{"v":-0.6528544463273501,"d":"-0.65285"},{"v":-0.056529687650898684,"d":"-0.05653"},"OK"]
[{"$nulls":13},52.79338455200195,-46.4869499206543,35.00190734863281,null,{"v":1.184888917455916,"d":"1.18489"},{"v":0.9448171417115442,"d":"0.94482"},{"v":0.35562914149897606,"d":"0.35563"},{"v":0.8753327053119137,"d":"0.87533"},"OK"]
[{"$nulls":13},51.56436538696289,-47.343135833740234,34.959529876708984,null,{"v":-1.8635507976963794,"d":"-1.86355"},{"v":0.5545446027801532,"d":"0.55454"},{"v":-0.16003635513132322,"d":"-0.16004"},{"v":-0.5309501685741129,"d":"-0.53095"},"OK"]
[{"$nulls":13},51.34132385253906,-47.387481689453125,34.84355545043945,null,{"$f":"(ATAN2($N451-$A$3, $O451-$A$6))-$C$15","v":{"v":-1.9989750017113612,"d":"-1.99898"}},{"$f":"SQRT(($N451-$A$3)^2+($O451-$A$6)^2)","v":{"v":0.7641965237394309,"d":"0.76420"}},{"v":-0.31730554612921813,"d":"-0.31731"},{"v":-0.6952075354101602,"d":"-0.69521"},{"$f":"IF(($T451/$A$9)^2 +($U451/$A$12)^2<=1, \"OK\", \"NG\")","v":"OK"}]
[{"$nulls":13},52.148460388183594,-47.7707633972168,34.70899963378906,null,{"v":-0.7696467241687504,"d":"-0.76965"},{"v":0.7849310169363937,"d":"0.78493"},{"$f":"$S452*COS($R452)","v":{"v":0.5637033531219642,"d":"0.56370"}},{"$f":"$S452*SIN($R452)","v":{"v":-0.5462190320996287,"d":"-0.54622"}},"OK"]
[{"$nulls":13},51.764278411865234,-47.44145965576172,34.8748893737793,null,{"v":-1.4503758076147444,"d":"-1.45038"},{"v":0.5004510912946751,"d":"0.50045"},{"v":0.06011903534092511,"d":"0.06012"},{"v":-0.4968269279816744,"d":"-0.49683"},"OK"]
[{"$nulls":13},51.18438720703125,-48.47278594970703,34.595279693603516,null,{"v":-1.4656787355603502,"d":"-1.46568"},{"v":1.6835446776693297,"d":"1.68354"},{"v":0.1766444298322444,"d":"0.17664"},{"v":-1.674251900735958,"d":"-1.67425"},"NG"]
[{"$nulls":13},51.35367965698242,-45.4963264465332,35.23847198486328,null,{"v":2.5876140877035825,"d":"2.58761"},{"v":1.6366930503896642,"d":"1.63669"},{"v":-1.391906348481211,"d":"-1.39191"},{"v":0.8610231461764111,"d":"0.86102"},"OK"]
[{"$nulls":13},51.73005294799805,-46.597652435302734,35.06321716308594,null,{"v":2.7726099028866233,"d":"2.77261"},{"v":0.4845151945010244,"d":"0.48452"},{"v":-0.4519047618307662,"d":"-0.45190"},{"v":0.17474856204571182,"d":"0.17475"},"OK"]
[{"$nulls":13},52.54832077026367,-47.751258850097656,34.840091705322266,null,{"v":-0.32943860058944874,"d":"-0.32944"},{"v":0.9300782370062205,"d":"0.93008"},{"v":0.8800624539037999,"d":"0.88006"},{"v":-0.3008913494625948,"d":"-0.30089"},"OK"]
[{"$nulls":13},52.040950775146484,-46.19764709472656,35.175071716308594,null,{"v":2.130667454297048,"d":"2.13067"},{"v":0.8033972557743919,"d":"0.80340"},{"v":-0.4266658089261851,"d":"-0.42667"},{"v":0.6807374222702817,"d":"0.68074"},"OK"]
[{"$nulls":13},49.424617767333984,-47.41669845581055,34.848323822021484,null,{"v":-2.370316968092861,"d":"-2.37032"},{"v":2.6088754756420793,"d":"2.60888"},{"v":-1.8706212053971174,"d":"-1.87062"},{"v":-1.8185179551836492,"d":"-1.81852"},"NG"]
[{"$nulls":13},51.59571838378906,-46.95094680786133,35.098594665527344,null,{"v":3.6317139000320697,"d":"3.63171"},{"v":0.4072466585070051,"d":"0.40725"},{"v":-0.3593038675261897,"d":"-0.35930"},{"v":-0.19170438608921686,"d":"-0.19170"},"OK"]
[{"$nulls":13},51.68460464477539,-46.088199615478516,35.24282455444336,null,{"v":2.5146826925282477,"d":"2.51468"},{"v":0.964807841650753,"d":"0.96481"},{"v":-0.781343965208838,"d":"-0.78134"},{"v":0.5659998050728591,"d":"0.56600"},"OK"]
[{"$nulls":13},51.54494857788086,-46.968631744384766,35.055538177490234,null,{"v":3.683633337332762,"d":"3.68363"},{"v":0.4561313015273069,"d":"0.45613"},{"v":-0.39074839495584185,"d":"-0.39075"},{"v":-0.23531140234257325,"d":"-0.23531"},"OK"]
[{"$nulls":13},52.71905517578125,-46.34182357788086,35.294891357421875,null,{"v":1.3520884433273699,"d":"1.35209"},{"v":0.9748007737232042,"d":"0.97480"},{"v":0.21150103050841285,"d":"0.21150"},{"v":0.9515796669460928,"d":"0.95158"},"OK"]
[{"$nulls":13},52.08481979370117,-45.57551574707031,35.389007568359375,null,{"v":2.1221875743179313,"d":"2.12219"},{"v":1.4270072824790205,"d":"1.42701"},{"v":-0.7475702940271068,"d":"-0.74757"},{"v":1.2155198228479798,"d":"1.21552"},"NG"]
[{"$nulls":13},51.424861907958984,-44.63840866088867,35.4635124206543,null,{"v":2.420549503661802,"d":"2.42055"},{"v":2.430616686744789,"d":"2.43062"},{"v":-1.8256786882488387,"d":"-1.82568"},{"v":1.6046167159655966,"d":"1.60462"},"NG"]
[{"$nulls":13},49.89297866821289,-45.475547790527344,35.28656768798828,null,{"v":3.126126664527873,"d":"3.12613"},{"v":2.600671726991315,"d":"2.60067"},{"v":-2.6003606969907294,"d":"-2.60036"},{"v":0.040220357008312585,"d":"0.04022"},"OK"]
[{"$nulls":13},51.90910339355469,-47.693687438964844,34.89204788208008,null,{"v":-1.0902227263352897,"d":"-1.09022"},{"v":0.6996173640218472,"d":"0.69962"},{"v":0.32342462819432927,"d":"0.32342"},{"v":-0.6203716353269527,"d":"-0.62037"},"OK"]
[{"$nulls":13},52.56660461425781,-47.570377349853516,34.78767013549805,null,{"v":-0.17785111481752536,"d":"-0.17785"},{"v":0.8039720829258714,"d":"0.80397"},{"v":0.7912903357771961,"d":"0.79129"},{"v":-0.1422347166825896,"d":"-0.14223"},"OK"]
[{"$nulls":13},50.91556930541992,-44.77458190917969,35.472049713134766,null,{"v":2.63509200923584,"d":"2.63509"},{"v":2.4755758138860857,"d":"2.47558"},{"v":-2.164760998278866,"d":"-2.16476"},{"v":1.2009518852262329,"d":"1.20095"},"NG"]
[{"$nulls":13},51.67811965942383,-48.132144927978516,34.68621063232422,null,{"v":-1.2369321412739085,"d":"-1.23693"},{"v":1.1770127831068407,"d":"1.17701"},{"v":0.3857027142234206,"d":"0.38570"},{"v":-1.1120218108641562,"d":"-1.11202"},"NG"]
[{"$nulls":13},52.388607025146484,-47.28883361816406,34.82673263549805,null,{"v":-0.028304253521276856,"d":"-0.02830"},{"v":0.4841903334174938,"d":"0.48419"},{"v":0.48399639647872805,"d":"0.48400"},{"v":-0.013702816153976047,"d":"-0.01370"},"OK"]
[{"$nulls":13},51.23592758178711,-47.47570037841797,34.82929229736328,null,{"v":-1.9738662825533198,"d":"-1.97387"},{"v":0.9000541707590122,"d":"0.90005"},{"v":-0.3530409555401,"d":"-0.35304"},{"v":-0.8279248722028021,"d":"-0.82792"},"OK"]
[{"$nulls":13},52.88614273071289,-48.434837341308594,34.69529342651367,null,{"v":-0.4066772912866399,"d":"-0.40668"},{"v":1.6864184341997726,"d":"1.68642"},{"v":1.5488745183664867,"d":"1.54887"},{"v":-0.6670793517744322,"d":"-0.66708"},"OK"]
[{"$nulls":13},53.34435272216797,-48.63844680786133,34.67549514770508,null,{"v":-0.272811944799756,"d":"-0.27281"},{"v":2.1193848597627105,"d":"2.11938"},{"v":2.0410037618132106,"d":"2.04100"},{"v":-0.5710480085384484,"d":"-0.57105"},"OK"]
[{"$nulls":13},52.1439323425293,-47.549583435058594,34.902061462402344,null,{"v":-0.7037902226102777,"d":"-0.70379"},{"v":0.5681183603059968,"d":"0.56812"},{"v":0.4331305807806517,"d":"0.43313"},{"v":-0.3676361942320013,"d":"-0.36764"},"OK"]
[{"$nulls":13},51.11075973510742,-46.39556884765625,35.226959228515625,null,{"v":3.1554752172452867,"d":"3.15548"},{"v":1.0752140561905876,"d":"1.07521"},{"v":-1.0751104472317243,"d":"-1.07511"},{"v":-0.014926248122611454,"d":"-0.01493"},"OK"]
[{"$nulls":13},52.6893424987793,-47.163726806640625,34.86642074584961,null,{"v":0.3776745025353141,"d":"0.37767"},{"v":0.7085192642659912,"d":"0.70852"},{"v":0.6585861553784094,"d":"0.65859"},{"v":0.26127346551057795,"d":"0.26127"},"OK"]
[{"$nulls":13},51.36369323730469,-45.900089263916016,35.25418472290039,null,{"v":2.7061279326956047,"d":"2.70613"},{"v":1.2707044989314396,"d":"1.27070"},{"v":-1.1521148657640832,"d":"-1.15211"},{"v":0.5360235626257572,"d":"0.53602"},"OK"]
[{"$nulls":13},52.18037796020508,-47.04998779296875,34.99335479736328,null,{"v":0.34052167148247336,"d":"0.34052"},{"v":0.18717635527392706,"d":"0.18718"},{"v":0.17642879499873768,"d":"0.17643"},{"v":0.06251294481085307,"d":"0.06251"},"OK"]
[{"$nulls":13},52.48591232299805,-47.36876678466797,34.816490173339844,null,{"v":-0.03831792609878015,"d":"-0.03832"},{"v":0.6099997763243117,"d":"0.61000"},{"v":0.60955201092355,"d":"0.60955"},{"v":-0.0233682069223669,"d":"-0.02337"},"OK"]
[{"$nulls":13},51.567657470703125,-46.15924835205078,35.25642013549805,null,{"v":2.656630902259548,"d":"2.65663"},{"v":0.945401182656414,"d":"0.94540"},{"v":-0.8363896007935906,"d":"-0.83639"},{"v":0.44072194391984215,"d":"0.44072"},"OK"]
[{"$nulls":13},51.46329116821289,-45.3696174621582,35.45014953613281,null,{"v":2.49968026895262,"d":"2.49968"},{"v":1.716450870202157,"d":"1.71645"},{"v":-1.3747951426906393,"d":"-1.37480"},{"v":1.0276876497515997,"d":"1.02769"},"NG"]
[{"$nulls":13},51.67538070678711,-45.37172317504883,35.42951965332031,null,{"v":2.37844522357316,"d":"2.37845"},{"v":1.6603201812298451,"d":"1.66032"},{"v":-1.1998537762994763,"d":"-1.19985"},{"v":1.147612312455296,"d":"1.14761"},"NG"]
[{"$nulls":13},52.794395446777344,-48.158599853515625,34.752479553222656,null,{"v":-0.3589002055824284,"d":"-0.35890"},{"v":1.404783878903443,"d":"1.40478"},{"v":1.3152762293378644,"d":"1.31528"},{"v":-0.4934229291042048,"d":"-0.49342"},"OK"]
[{"$nulls":13},51.46083068847656,-47.42022705078125,34.81947326660156,null,{"v":-1.868676014617334,"d":"-1.86868"},{"v":0.6835892924095321,"d":"0.68359"},{"v":-0.20062930950689253,"d":"-0.20063"},{"v":-0.6534846600064552,"d":"-0.65348"},"OK"]
[{"$nulls":13},51.56676483154297,-46.18560791015625,35.19873046875,null,{"v":2.670559751020721,"d":"2.67056"},{"v":0.9224571465320559,"d":"0.92246"},{"v":-0.8220015865845219,"d":"-0.82200"},{"v":0.4186174612227631,"d":"0.41862"},"OK"]
[{"$nulls":13},51.95233154296875,-47.03589630126953,34.903621673583984,null,{"v":-1.8852829229504875,"d":"-1.88528"},{"v":0.059672659070742595,"d":"0.05967"},{"v":-0.018458441464889126,"d":"-0.01846"},{"v":-0.056746032277687396,"d":"-0.05675"},"OK"]
[{"$nulls":13},52.761898040771484,-46.735267639160156,35.12773895263672,null,{"v":0.9452792884480113,"d":"0.94528"},{"v":0.8065803415700532,"d":"0.80658"},{"v":0.47226609352042226,"d":"0.47227"},{"v":0.653862817659961,"d":"0.65386"},"OK"]
[{"$nulls":13},51.407352447509766,-48.91547393798828,34.52751159667969,null,{"v":-1.2599892304930627,"d":"-1.25999"},{"v":2.00506147750761,"d":"2.00506"},{"v":0.6132022611093801,"d":"0.61320"},{"v":-1.9089930632549044,"d":"-1.90899"},"NG"]
[{"$nulls":13},51.53286361694336,-45.288848876953125,35.63639450073242,null,{"v":2.4481631605508003,"d":"2.44816"},{"v":1.7737684646762164,"d":"1.77377"},{"v":-1.3641316863579294,"d":"-1.36413"},{"v":1.133754518647707,"d":"1.13375"},"NG"]
[{"$nulls":13},54.01527786254883,-46.47843933105469,35.16781234741211,null,{"v":0.8641120950898048,"d":"0.86411"},{"v":2.0816749012922395,"d":"2.08167"},{"v":1.3516640710827024,"d":"1.35166"},{"v":1.583153382845197,"d":"1.58315"},"NG"]
[{"$nulls":13},54.914398193359375,-49.13787078857422,34.49235534667969,null,{"v":-0.022027599989626,"d":"-0.02203"},{"v":3.6144444024075595,"d":"3.61444"},{"v":3.6135675462518773,"d":"3.61357"},{"v":-0.07961109703129335,"d":"-0.07961"},"NG"]
[{"$nulls":13},52.46758270263672,-47.122955322265625,35.00070571899414,null,{"v":0.3537270604756175,"d":"0.35373"},{"v":0.4834786397334445,"d":"0.48348"},{"v":0.4535456023145515,"d":"0.45355"},{"v":0.1674753166876615,"d":"0.16748"},"OK"]
[{"$nulls":13},51.4647216796875,-46.31404113769531,35.16496276855469,null,{"v":2.844296660577516,"d":"2.84430"},{"v":0.8700933518714602,"d":"0.87009"},{"v":-0.8319241700717027,"d":"-0.83192"},{"v":0.2548815729342186,"d":"0.25488"},"OK"]
[{"$nulls":13},52.03810501098633,-48.176170349121094,34.65876770019531,null,{"v":-0.9275448889839264,"d":"-0.92754"},{"v":1.1767874413053123,"d":"1.17679"},{"v":0.7058373950377478,"d":"0.70584"},{"v":-0.9416062095059857,"d":"-0.94161"},"OK"]
[{"$nulls":13},52.69439697265625,-46.78729248046875,35.09152603149414,null,{"v":0.9081098529328449,"d":"0.90811"},{"v":0.726244892924764,"d":"0.72624"},{"v":0.4468126786616495,"d":"0.44681"},{"v":0.5725295404487908,"d":"0.57253"},"OK"]
[{"$nulls":13},51.136985778808594,-46.84532165527344,34.959293365478516,null,{"v":3.575110545126745,"d":"3.57511"},{"v":0.876766181091606,"d":"0.87677"},{"v":-0.7956597172883529,"d":"-0.79566"},{"v":-0.3682995392212391,"d":"-0.36830"},"OK"]
[{"$nulls":13},53.66343307495117,-48.021507263183594,34.76176071166992,null,{"v":0.06014560022925286,"d":"0.06015"},{"v":1.9520467933885055,"d":"1.95205"},{"v":1.948517099607732,"d":"1.94852"},{"v":0.11733625234606165,"d":"0.11734"},"OK"]
[{"$nulls":13},48.99991989135742,-46.04132843017578,35.10605239868164,null,{"v":3.4431644193453472,"d":"3.44316"},{"v":3.1495288277871176,"d":"3.14953"},{"v":-3.0073931766761475,"d":"-3.00739"},{"v":-0.9354774812596219,"d":"-0.93548"},"NG"]
[{"$nulls":13},53.097904205322266,-47.99475860595703,34.705810546875,null,{"v":-0.125283618381549,"d":"-0.12528"},{"v":1.4815324256289133,"d":"1.48153"},{"v":1.4699205704575833,"d":"1.46992"},{"v":-0.1851265641001976,"d":"-0.18513"},"OK"]
[{"$nulls":13},52.02904510498047,-46.35054016113281,35.25052261352539,null,{"v":2.1369694030758684,"d":"2.13697"},{"v":0.6501089911889542,"d":"0.65011"},{"v":-0.3487225028092265,"d":"-0.34872"},{"v":0.5486659424997953,"d":"0.54867"},"OK"]
[{"$nulls":13},51.10105895996094,-45.95233154296875,35.21295166015625,null,{"v":2.8908045629269505,"d":"2.89080"},{"v":1.380472451490703,"d":"1.38047"},{"v":-1.3372873307046538,"d":"-1.33729"},{"v":0.3425883600789337,"d":"0.34259"},"OK"]
[{"$nulls":13},51.173553466796875,-45.7379264831543,35.27334213256836,null,{"v":2.761426351928325,"d":"2.76143"},{"v":1.508589882694016,"d":"1.50859"},{"v":-1.4008809973742802,"d":"-1.40088"},{"v":0.55979984401783,"d":"0.55980"},"OK"]
[{"$nulls":13},52.34804916381836,-48.263214111328125,34.51475143432617,null,{"v":-0.6910753128792706,"d":"-0.69108"},{"v":1.3102855076254045,"d":"1.31029"},{"v":1.009655032378823,"d":"1.00966"},{"v":-0.8351316226112396,"d":"-0.83513"},"OK"]
[{"$nulls":13},52.4738883972168,-47.250694274902344,34.900081634521484,null,{"v":0.12427562554527533,"d":"0.12428"},{"v":0.5361136376604465,"d":"0.53611"},{"v":0.5319789781570687,"d":"0.53198"},{"v":0.06645449032591794,"d":"0.06645"},"OK"]
[{"$nulls":13},52.73036575317383,-48.69660568237305,34.50010681152344,null,{"v":-0.5534225638186849,"d":"-0.55342"},{"v":1.8471342601093417,"d":"1.84713"},{"v":1.5714136409794774,"d":"1.57141"},{"v":-0.9708574271299092,"d":"-0.97086"},"NG"]
[{"$nulls":13},51.424503326416016,-45.693992614746094,35.243309020996094,null,{"v":2.5967157778275327,"d":"2.59672"},{"v":1.427183138789124,"d":"1.42718"},{"v":-1.2205143385299186,"d":"-1.22051"},{"v":0.7397272883210755,"d":"0.73973"},"OK"]
[{"$nulls":13},50.72514724731445,-45.95806121826172,35.29319763183594,null,{"v":3.0672560619195064,"d":"3.06726"},{"v":1.6464768343102096,"d":"1.64648"},{"v":-1.641929771855208,"d":"-1.64193"},{"v":0.12228078432719704,"d":"0.12228"},"OK"]
[{"$nulls":13},51.67640686035156,-48.331459045410156,34.59382629394531,null,{"v":-1.1983452029915833,"d":"-1.19835"},{"v":1.3702173950260803,"d":"1.37022"},{"v":0.49862155255281226,"d":"0.49862"},{"v":-1.2762727988019962,"d":"-1.27627"},"NG"]
[{"$nulls":13},52.335113525390625,-47.330345153808594,34.9494514465332,null,{"v":-0.16736750663485078,"d":"-0.16737"},{"v":0.470562424705327,"d":"0.47056"},{"v":0.4639871254799928,"d":"0.46399"},{"v":-0.07838968639668052,"d":"-0.07839"},"OK"]
[{"$nulls":13},53.68596267700195,-47.05349349975586,35.03448486328125,null,{"v":0.5791471222306906,"d":"0.57915"},{"v":1.6868111046467895,"d":"1.68681"},{"v":1.4117423844190025,"d":"1.41174"},{"v":0.9232091544144652,"d":"0.92321"},"NG"]
[{"$nulls":13},51.15053176879883,-45.81130599975586,35.248966217041016,null,{"v":2.8021344415431138,"d":"2.80213"},{"v":1.4610235118013895,"d":"1.46102"},{"v":-1.3776505067188975,"d":"-1.37765"},{"v":0.48648615948825313,"d":"0.48649"},"OK"]
[{"$nulls":13},52.15830993652344,-46.10581970214844,35.29220962524414,null,{"v":2.006432589428381,"d":"2.00643"},{"v":0.9080861418763992,"d":"0.90809"},{"v":-0.38320084056258175,"d":"-0.38320"},{"v":0.8232724681781207,"d":"0.82327"},"OK"]
[{"$nulls":13},49.827606201171875,-46.15324783325195,35.216739654541016,null,{"v":3.380794181707903,"d":"3.38079"},{"v":2.3315840214496677,"d":"2.33158"},{"v":-2.265197911586659,"d":"-2.26520"},{"v":-0.5524151250851501,"d":"-0.55242"},"OK"]
[{"$nulls":13},51.60538864135742,-46.63179397583008,35.13032913208008,null,{"$f":"(ATAN2($N515-$A$3, $O515-$A$6))-$C$15","v":{"v":3.0016614509522546,"d":"3.00166"}},{"$f":"SQRT(($N515-$A$3)^2+($O515-$A$6)^2)","v":{"v":0.5397164075741653,"d":"0.53972"}},{"v":-0.5344410003180953,"d":"-0.53444"},{"v":0.07527694058445893,"d":"0.07528"},{"$f":"IF(($T515/$A$9)^2 +($U515/$A$12)^2<=1, \"OK\", \"NG\")","v":"OK"}]
[{"$nulls":13},53.088218688964844,-47.255348205566406,34.93647384643555,null,{"v":0.38038699823644806,"d":"0.38039"},{"v":1.1177757472312355,"d":"1.11778"},{"$f":"$S516*COS($R516)","v":{"v":1.037878277476452,"d":"1.03788"}},{"$f":"$S516*SIN($R516)","v":{"v":0.41500759299181506,"d":"0.41501"}},"OK"]
[{"$nulls":13},49.872352600097656,-46.82637023925781,34.98736572265625,null,{"v":3.671031872665149,"d":"3.67103"},{"v":2.1347202983357314,"d":"2.13472"},{"v":-1.8424566565671519,"d":"-1.84246"},{"v":-1.0781392399861836,"d":"-1.07814"},"NG"]
[{"$nulls":13},50.73305892944336,-47.46186828613281,34.85799026489258,null,{"v":-2.181146287360767,"d":"-2.18115"},{"v":1.3485036114146927,"d":"1.34850"},{"v":-0.7729006023165322,"d":"-0.77290"},{"v":-1.1050278950946035,"d":"-1.10503"},"NG"]
[{"$nulls":13},53.513423919677734,-46.704261779785156,35.136905670166016,null,{"v":0.8038434992112482,"d":"0.80384"},{"v":1.5420483311325106,"d":"1.54205"},{"v":1.0700958232362443,"d":"1.07010"},{"v":1.110318866200564,"d":"1.11032"},"NG"]
[{"$nulls":13},51.895751953125,-46.85787582397461,34.98015594482422,null,{"v":2.8145186070960833,"d":"2.81452"},{"v":0.17625815353664753,"d":"0.17626"},{"v":-0.1669140791147632,"d":"-0.16691"},{"v":0.05662708611096802,"d":"0.05663"},"OK"]
[{"$nulls":13},49.64625930786133,-46.92469787597656,34.86669158935547,null,{"v":3.7204762682761814,"d":"3.72048"},{"v":2.3549449368747193,"d":"2.35494"},{"v":-1.9712630236386082,"d":"-1.97126"},{"v":-1.288366309458241,"d":"-1.28837"},"NG"]
[{"$nulls":13},52.479713439941406,-47.15534591674805,34.93818664550781,null,{"v":0.2976913363046973,"d":"0.29769"},{"v":0.504239366085898,"d":"0.50424"},{"v":0.4820610023309384,"d":"0.48206"},{"v":0.1479004000751832,"d":"0.14790"},"OK"]
[{"$nulls":13},51.60659408569336,-46.72856140136719,35.07455062866211,null,{"v":3.1484946866835815,"d":"3.14849"},{"v":0.4779614275641801,"d":"0.47796"},{"v":-0.4779500430315951,"d":"-0.47795"},{"v":-3.2988793984204197E-3,"d":"-0.00330"},"OK"]
[{"$nulls":13},50.93757629394531,-47.04848098754883,34.94422912597656,null,{"v":-2.485126608217067,"d":"-2.48513"},{"v":1.0635292837250354,"d":"1.06353"},{"v":-0.842478998646748,"d":"-0.84248"},{"v":-0.6490945032734908,"d":"-0.64909"},"OK"]
[{"$nulls":13},50.234928131103516,-45.784156799316406,35.37269973754883,null,{"v":3.149264616116791,"d":"3.14926"},{"v":2.1433043160079377,"d":"2.14330"},{"v":-2.143241239933292,"d":"-2.14324"},{"v":-0.016443189090288607,"d":"-0.01644"},"OK"]
[{"$nulls":13},52.149593353271484,-47.893272399902344,34.880435943603516,null,{"v":-0.7940041317112787,"d":"-0.79400"},{"v":0.905711737679434,"d":"0.90571"},{"v":0.6348997009711146,"d":"0.63490"},{"v":-0.6459226900156776,"d":"-0.64592"},"OK"]
[{"$nulls":13},52.913604736328125,-47.559120178222656,34.78600311279297,null,{"v":0.06167361519753822,"d":"0.06167"},{"v":1.0711157677566499,"d":"1.07112"},{"v":1.0690793467522017,"d":"1.06908"},{"v":0.06601771190220869,"d":"0.06602"},"OK"]
[{"$nulls":13},51.575584411621094,-47.58639907836914,34.89178466796875,null,{"v":-1.5864298155185497,"d":"-1.58643"},{"v":0.7238732421986537,"d":"0.72387"},{"v":-0.011316203198186775,"d":"-0.01132"},{"v":-0.7237847845294677,"d":"-0.72378"},"OK"]
[{"$nulls":13},51.74987030029297,-46.23637771606445,35.10578155517578,null,{"v":2.4982042944627514,"d":"2.49820"},{"v":0.8035445595599976,"d":"0.80354"},{"v":-0.6428900031904038,"d":"-0.64289"},{"v":0.482054253166916,"d":"0.48205"},"OK"]
[{"$nulls":13},50.97015380859375,-45.76712417602539,35.297977447509766,null,{"v":2.8775713263334888,"d":"2.87757"},{"v":1.6064140111736547,"d":"1.60641"},{"v":-1.550749134572378,"d":"-1.55075"},{"v":0.419217243106783,"d":"0.41922"},"OK"]
[{"$nulls":13},52.08595275878906,-46.566219329833984,35.1353759765625,null,{"v":1.9860474367627174,"d":"1.98605"},{"v":0.4422143671943828,"d":"0.44221"},{"v":-0.17839799287745256,"d":"-0.17840"},{"v":0.40463279982031214,"d":"0.40463"},"OK"]
[{"$nulls":13},52.04002380371094,-47.647361755371094,34.78577423095703,null,{"v":-0.8981836597550836,"d":"-0.89818"},{"v":0.6485978316188202,"d":"0.64860"},{"v":0.4040970293057455,"d":"0.40410"},{"v":-0.5073309946050084,"d":"-0.50733"},"OK"]
[{"$nulls":13},53.89537048339844,-46.86574172973633,35.07682418823242,null,{"v":0.6815819633615392,"d":"0.68158"},{"v":1.9001196153064206,"d":"1.90012"},{"v":1.4755892259523522,"d":"1.47559"},{"v":1.197117783981826,"d":"1.19712"},"NG"]
[{"$nulls":13},52.43517303466797,-46.24858474731445,35.229671478271484,null,{"v":1.656723120837605,"d":"1.65672"},{"v":0.8683319941535111,"d":"0.86833"},{"v":-0.07452120188748582,"d":"-0.07452"},{"v":0.8651283387682188,"d":"0.86513"},"OK"]
[{"$nulls":13},52.35397720336914,-47.61267852783203,34.66668701171875,null,{"v":-0.43602989431059824,"d":"-0.43603"},{"v":0.7075838034971286,"d":"0.70758"},{"v":0.6413791163942335,"d":"0.64138"},{"v":-0.29884388570759723,"d":"-0.29884"},"OK"]
[{"$nulls":13},54.017005920410156,-47.570945739746094,34.87456512451172,null,{"v":0.3350157300430617,"d":"0.33502"},{"v":2.096256644760807,"d":"2.09626"},{"v":1.9797155458003552,"d":"1.97972"},{"v":0.6892156980367157,"d":"0.68922"},"OK"]
[{"$nulls":13},52.130043029785156,-46.825660705566406,35.012813568115234,null,{"v":1.5407772779017253,"d":"1.54078"},{"v":0.21749799810413503,"d":"0.21750"},{"v":0.006528102476868528,"d":"0.00653"},{"v":0.21740000703164164,"d":"0.21740"},"OK"]
[{"$nulls":13},53.1317138671875,-48.359222412109375,34.55084991455078,null,{"v":-0.26561476821778796,"d":"-0.26561"},{"v":1.7686893008001474,"d":"1.76869"},{"v":1.7066636752030095,"d":"1.70666"},{"v":-0.46428541061234185,"d":"-0.46429"},"OK"]
[{"$nulls":13},50.921051025390625,-45.60004425048828,35.3722038269043,null,{"v":2.8382809639130278,"d":"2.83828"},{"v":1.767486065122308,"d":"1.76749"},{"v":-1.6868048880888706,"d":"-1.68680"},{"v":0.527916906265591,"d":"0.52792"},"OK"]
[{"$nulls":13},52.38108444213867,-46.49250030517578,35.171669006347656,null,{"v":1.5375810241800452,"d":"1.53758"},{"v":0.6346505276818242,"d":"0.63465"},{"v":0.021076233418104308,"d":"0.02108"},{"v":0.6343004687620241,"d":"0.63430"},"OK"]
[{"$nulls":13},52.4707145690918,-46.74390411376953,34.9794921875,null,{"v":1.1091347787607069,"d":"1.10913"},{"v":0.5358706079824169,"d":"0.53587"},{"v":0.2386962357599221,"d":"0.23870"},{"v":0.4797722538178806,"d":"0.47977"},"OK"]
[{"$nulls":13},51.97031784057617,-47.29521942138672,34.96185302734375,null,{"v":-1.0601370446166984,"d":"-1.06014"},{"v":0.2967078316323493,"d":"0.29671"},{"v":0.14501670208967135,"d":"0.14502"},{"v":-0.2588545797682669,"d":"-0.25885"},"OK"]
[{"$nulls":13},52.99340057373047,-48.01652908325195,34.85717010498047,null,{"v":-0.18603954120306165,"d":"-0.18604"},{"v":1.4213289826725835,"d":"1.42133"},{"v":1.396803239788022,"d":"1.39680"},{"v":-0.2629007156756453,"d":"-0.26290"},"OK"]
[{"$nulls":13},53.06683349609375,-47.623138427734375,34.788604736328125,null,{"v":0.08221827312543217,"d":"0.08222"},{"v":1.2354898658050102,"d":"1.23549"},{"v":1.2313163579744442,"d":"1.23132"},{"v":0.1014654379157392,"d":"0.10147"},"OK"]
[{"$nulls":13},52.77349090576172,-46.47050476074219,35.164913177490234,null,{"v":1.2111484370298977,"d":"1.21115"},{"v":0.9373651314684007,"d":"0.93737"},{"v":0.3299006642953153,"d":"0.32990"},{"v":0.8773932649560753,"d":"0.87739"},"OK"]
[{"$nulls":13},51.9948616027832,-45.407630920410156,35.393367767333984,null,{"v":2.184888442133219,"d":"2.18489"},{"v":1.592377370085296,"d":"1.59238"},{"v":-0.9175545106112459,"d":"-0.91755"},{"v":1.301445123244434,"d":"1.30145"},"NG"]
[{"$nulls":13},51.28306198120117,-46.1446647644043,35.260894775390625,null,{"v":2.879262376592461,"d":"2.87926"},{"v":1.1160638369066287,"d":"1.11606"},{"v":-1.0778813800460254,"d":"-1.07788"},{"v":0.2894308528834161,"d":"0.28943"},"OK"]
[{"$nulls":13},52.116783142089844,-46.1262092590332,35.09402084350586,null,{"v":2.0487977751385014,"d":"2.04880"},{"v":0.8815602992851258,"d":"0.88156"},{"v":-0.4055226297388879,"d":"-0.40552"},{"v":0.782751530209515,"d":"0.78275"},"OK"]
[{"$nulls":13},50.459964752197266,-45.73667526245117,35.28717041015625,null,{"v":3.0654477568782053,"d":"3.06545"},{"v":1.9919081196123594,"d":"1.99191"},{"v":-1.9861363224320914,"d":"-1.98614"},{"v":0.15152711207428476,"d":"0.15153"},"OK"]
[{"$nulls":13},53.22937774658203,-46.843082427978516,34.99155807495117,null,{"v":0.73781860426655,"d":"0.73782"},{"v":1.2393517532162655,"d":"1.23935"},{"v":0.9170430725551235,"d":"0.91704"},{"v":0.833681456720065,"d":"0.83368"},"OK"]
[{"$nulls":13},52.43296813964844,-46.0283088684082,35.162376403808594,null,{"v":1.762487665936475,"d":"1.76249"},{"v":1.0637880734266463,"d":"1.06379"},{"v":-0.2026723997873189,"d":"-0.20267"},{"v":1.0443030994539972,"d":"1.04430"},"NG"]
[{"$nulls":13},50.245018005371094,-47.36467742919922,34.889381408691406,null,{"v":-2.3258475051985448,"d":"-2.32585"},{"v":1.7924707609439563,"d":"1.79247"},{"v":-1.2284267083328921,"d":"-1.22843"},{"v":-1.305342579974093,"d":"-1.30534"},"NG"]
[{"$nulls":13},52.73252868652344,-47.6146240234375,34.77225112915039,null,{"v":-0.08723399559121636,"d":"-0.08723"},{"v":0.9562222371218173,"d":"0.95622"},{"v":0.9525862281250269,"d":"0.95259"},{"v":-0.08330933172692756,"d":"-0.08331"},"OK"]
[{"$nulls":13},51.06957244873047,-45.055885314941406,35.50093460083008,null,{"v":2.6280323062570154,"d":"2.62803"},{"v":2.155290545801631,"d":"2.15529"},{"v":-1.8772600035988816,"d":"-1.87726"},{"v":1.0588541994579892,"d":"1.05885"},"NG"]
[{"$nulls":13},52.68374252319336,-47.722412109375,34.89508056640625,null,{"v":-0.20202623324725377,"d":"-0.20203"},{"v":0.9946773817647904,"d":"0.99468"},{"v":0.9744476489133084,"d":"0.97445"},{"v":-0.19958675637873446,"d":"-0.19959"},"OK"]
[{"$nulls":13},52.92676544189453,-46.134300231933594,35.1932487487793,null,{"v":1.3622085897672216,"d":"1.36221"},{"v":1.2681996186406126,"d":"1.26820"},{"v":0.26261681838683987,"d":"0.26262"},{"v":1.2407105542472703,"d":"1.24071"},"NG"]
[{"$nulls":13},52.16859436035156,-47.359283447265625,34.797386169433594,null,{"v":-0.5211833047396581,"d":"-0.52118"},{"v":0.39687359930010924,"d":"0.39687"},{"v":0.34418093426011354,"d":"0.34418"},{"v":-0.1976060179074996,"d":"-0.19761"},"OK"]
[{"$nulls":13},51.375450134277344,-46.136878967285156,35.22645950317383,null,{"v":2.8080480576652445,"d":"2.80805"},{"v":1.0653827724761304,"d":"1.06538"},{"v":-1.0066671853513438,"d":"-1.00667"},{"v":0.3488002721124648,"d":"0.34880"},"OK"]
[{"$nulls":13},50.97389221191406,-48.64768981933594,34.543121337890625,null,{"v":-1.516914705308282,"d":"-1.51691"},{"v":1.941076745910349,"d":"1.94108"},{"v":0.10453776251515534,"d":"0.10454"},{"v":-1.9382597322655792,"d":"-1.93826"},"NG"]
[{"$nulls":13},50.738365173339844,-45.14630889892578,35.46922302246094,null,{"v":2.779253061819392,"d":"2.77925"},{"v":2.242296397455865,"d":"2.24230"},{"v":-2.0967042832546516,"d":"-2.09670"},{"v":0.7948108470731569,"d":"0.79481"},"NG"]
[{"$nulls":13},52.80171203613281,-46.24298095703125,35.35411834716797,null,{"v":1.3675985779468447,"d":"1.36760"},{"v":1.1026422902725717,"d":"1.10264"},{"v":0.22251576841338847,"d":"0.22252"},{"v":1.0799568292783475,"d":"1.07996"},"NG"]
[{"$nulls":13},53.8330078125,-47.831871032714844,34.88752746582031,null,{"v":0.18483216324133206,"d":"0.18483"},{"v":2.0129399036623266,"d":"2.01294"},{"v":1.9786537192553129,"d":"1.97865"},{"v":0.36994123186421735,"d":"0.36994"},"OK"]
[{"$nulls":13},52.92374038696289,-48.17898178100586,34.65789794921875,null,{"v":-0.29532812047598955,"d":"-0.29533"},{"v":1.4977631129287765,"d":"1.49776"},{"v":1.4329199948451063,"d":"1.43292"},{"v":-0.43592961682271514,"d":"-0.43593"},"OK"]
[{"$nulls":13},49.17220687866211,-44.929080963134766,35.64223861694336,null,{"v":3.1203523190821887,"d":"3.12035"},{"v":3.5050134941732707,"d":"3.50501"},{"v":-3.504222877306984,"d":"-3.50422"},{"v":0.07444206133015793,"d":"0.07444"},"NG"]
[{"$nulls":13},51.94446563720703,-46.08800506591797,35.29944610595703,null,{"v":2.2424797479802576,"d":"2.24248"},{"v":0.9136842043299805,"d":"0.91368"},{"v":-0.5685898910711257,"d":"-0.56859"},{"v":0.715209312728683,"d":"0.71521"},"OK"]
[{"$nulls":13},50.784095764160156,-46.04922103881836,35.29557800292969,null,{"v":3.0888190095900905,"d":"3.08882"},{"v":1.5435037232734212,"d":"1.54350"},{"v":-1.5413548487599673,"d":"-1.54135"},{"v":0.08141851118174614,"d":"0.08142"},"OK"]
[{"$nulls":13},51.63264465332031,-47.32110595703125,34.8292236328125,null,{"v":-1.8124063769745435,"d":"-1.81241"},{"v":0.48791288810105066,"d":"0.48791"},{"v":-0.11674107268808068,"d":"-0.11674"},{"v":-0.4737409717585599,"d":"-0.47374"},"OK"]
[{"$nulls":13},52.288265228271484,-46.39500427246094,35.13275909423828,null,{"v":1.7370105986365159,"d":"1.73701"},{"v":0.670161676143101,"d":"0.67016"},{"v":-0.11087824237344462,"d":"-0.11088"},{"v":0.6609256293556077,"d":"0.66093"},"OK"]
[{"$nulls":13},52.172943115234375,-48.054962158203125,34.724727630615234,null,{"v":-0.7974433648184394,"d":"-0.79744"},{"v":1.069043720503313,"d":"1.06904"},{"v":0.7467681415773019,"d":"0.74677"},{"v":-0.7649783128120354,"d":"-0.76498"},"OK"]
[{"$nulls":13},52.46983337402344,-47.13710021972656,34.93418884277344,null,{"v":0.3269426806833551,"d":"0.32694"},{"v":0.48942810462346664,"d":"0.48943"},{"v":0.4635024242602004,"d":"0.46350"},{"v":0.15717942708966778,"d":"0.15718"},"OK"]
[{"$nulls":13},53.59733200073242,-46.9024543762207,35.062034606933594,null,{"v":0.6718573400068028,"d":"0.67186"},{"v":1.6003076795673805,"d":"1.60031"},{"v":1.2525079025392198,"d":"1.25251"},{"v":0.996096693779845,"d":"0.99610"},"NG"]
[{"$nulls":13},53.45088195800781,-45.032371520996094,35.604393005371094,null,{"v":1.5462889122152825,"d":"1.54629"},{"v":2.444712720844682,"d":"2.44471"},{"v":0.059907590874225036,"d":"0.05991"},{"v":2.4439785940174383,"d":"2.44398"},"NG"]
[{"$nulls":13},53.673431396484375,-47.81485366821289,34.94525146484375,null,{"v":0.1577234990223883,"d":"0.15772"},{"v":1.8612788988595044,"d":"1.86128"},{"v":1.8381756125686857,"d":"1.83818"},{"v":0.292351768760489,"d":"0.29235"},"OK"]
[{"$nulls":13},49.820987701416016,-46.45749282836914,35.15182113647461,null,{"v":3.508449532117134,"d":"3.50845"},{"v":2.245530812224845,"d":"2.24553"},{"v":-2.0961117091148393,"d":"-2.09611"},{"v":-0.8054342503040461,"d":"-0.80543"},"NG"]
[{"$nulls":13},51.81235122680664,-47.394954681396484,35.002559661865234,null,{"v":-1.4034730021018988,"d":"-1.40347"},{"v":0.4372656657433457,"d":"0.43727"},{"v":0.07282382250589661,"d":"0.07282"},{"v":-0.43115884928133036,"d":"-0.43116"},"OK"]
[{"$nulls":13},51.41569519042969,-47.29303741455078,34.8947639465332,null,{"v":-2.065868830946676,"d":"-2.06587"},{"v":0.6536689045790732,"d":"0.65367"},{"v":-0.3105551232918502,"d":"-0.31056"},{"v":-0.5751856675985496,"d":"-0.57519"},"OK"]
[{"$nulls":13},53.00141906738281,-46.49431228637695,35.10878372192383,null,{"v":1.078481834637893,"d":"1.07848"},{"v":1.1218557002694984,"d":"1.12186"},{"v":0.5302639195501909,"d":"0.53026"},{"v":0.9886255043495669,"d":"0.98863"},"NG"]
[{"$nulls":13},52.942962646484375,-47.46211624145508,34.800987243652344,null,{"v":0.15519439027199528,"d":"0.15519"},{"v":1.05010950537617,"d":"1.05011"},{"v":1.0374887665095769,"d":"1.03749"},{"v":0.1623176904955865,"d":"0.16232"},"OK"]
[{"$nulls":13},51.99384689331055,-46.32259750366211,35.150882720947266,null,{"$f":"(ATAN2($N579-$A$3, $O579-$A$6))-$C$15","v":{"v":2.190744698734735,"d":"2.19074"}},{"$f":"SQRT(($N579-$A$3)^2+($O579-$A$6)^2)","v":{"v":0.6774304412755141,"d":"0.67743"}},{"v":-0.3935824397481836,"d":"-0.39358"},{"v":0.5513663626742251,"d":"0.55137"},{"$f":"IF(($T579/$A$9)^2 +($U579/$A$12)^2<=1, \"OK\", \"NG\")","v":"OK"}]
[{"$nulls":13},52.733482360839844,-48.522865295410156,34.58698272705078,null,{"v":-0.5110739923641554,"d":"-0.51107"},{"v":1.690300293328926,"d":"1.69030"},{"$f":"$S580*COS($R580)","v":{"v":1.4743132245159145,"d":"1.47431"}},{"$f":"$S580*SIN($R580)","v":{"v":-0.8267500212551191,"d":"-0.82675"}},"OK"]
[{"$nulls":13},52.918357849121094,-47.71359634399414,34.808040618896484,null,{"v":-0.04971506001881176,"d":"-0.04972"},{"v":1.1630137063698456,"d":"1.16301"},{"v":1.1615767574776799,"d":"1.16158"},{"v":-0.05779548158606233,"d":"-0.05780"},"OK"]
[{"$nulls":13},52.64584732055664,-47.447628021240234,34.930198669433594,null,{"v":0.004794331892044479,"d":"0.00479"},{"v":0.7858050692567717,"d":"0.78581"},{"v":0.785796038166384,"d":"0.78580"},{"v":3.7673958717753474E-3,"d":"0.00377"},"OK"]
[{"$nulls":13},50.943077087402344,-47.8470458984375,34.79054641723633,null,{"v":-1.8551173373065775,"d":"-1.85512"},{"v":1.3544640258174834,"d":"1.35446"},{"v":-0.37993499665869407,"d":"-0.37993"},{"v":-1.3000854570172156,"d":"-1.30009"},"NG"]
[{"$nulls":13},53.330421447753906,-46.47431182861328,35.03840255737305,null,{"v":0.9871654860766976,"d":"0.98717"},{"v":1.4305136427799323,"d":"1.43051"},{"v":0.7882951007176402,"d":"0.78830"},{"v":1.1937169330976576,"d":"1.19372"},"NG"]
[{"$nulls":13},52.066566467285156,-46.34233856201172,35.14144515991211,null,{"v":2.080788183746728,"d":"2.08079"},{"v":0.6610216801161969,"d":"0.66102"},{"v":-0.3226910461690907,"d":"-0.32269"},{"v":0.5769056684640371,"d":"0.57691"},"OK"]
[{"$nulls":13},54.884910583496094,-48.183677673339844,34.701507568359375,null,{"v":0.22151154480785884,"d":"0.22151"},{"v":3.118301125473773,"d":"3.11830"},{"v":3.0421100237243386,"d":"3.04211"},{"v":0.685104745777536,"d":"0.68510"},"NG"]
[{"$nulls":13},49.76381301879883,-46.751136779785156,34.98141860961914,null,{"v":3.6416248629818533,"d":"3.64162"},{"v":2.249992248268716,"d":"2.24999"},{"v":-1.974519216053045,"d":"-1.97452"},{"v":-1.0787673441046406,"d":"-1.07877"},"NG"]
[{"$nulls":13},53.229183197021484,-46.82109451293945,35.19426345825195,null,{"v":0.7553985974231586,"d":"0.75540"},{"v":1.2421346566054459,"d":"1.24213"},{"v":0.9042719569339909,"d":"0.90427"},{"v":0.8515813132303335,"d":"0.85158"},"OK"]
[{"$nulls":13},52.589847564697266,-48.410945892333984,34.62929153442383,null,{"v":-0.5639608637716991,"d":"-0.56396"},{"v":1.5292771039525304,"d":"1.52928"},{"v":1.292460155249722,"d":"1.29246"},{"v":-0.8174565479371383,"d":"-0.81746"},"OK"]
[{"$nulls":13},52.4258918762207,-47.45418930053711,34.91223907470703,null,{"v":-0.2066750497556713,"d":"-0.20668"},{"v":0.6226329664844124,"d":"0.62263"},{"v":0.6093824814831126,"d":"0.60938"},{"v":-0.1277685493956287,"d":"-0.12777"},"OK"]
[{"$nulls":13},51.61240768432617,-47.07547378540039,34.96236038208008,null,{"v":-2.338409396642966,"d":"-2.33841"},{"v":0.39487225206649385,"d":"0.39487"},{"v":-0.2742070528670408,"d":"-0.27421"},{"v":-0.28413832478220274,"d":"-0.28414"},"OK"]
[{"$nulls":13},51.13224792480469,-46.17629623413086,35.20120620727539,null,{"v":2.993095498834487,"d":"2.99310"},{"v":1.1964453844253717,"d":"1.19645"},{"v":-1.1832779569684133,"d":"-1.18328"},{"v":0.17701648077349535,"d":"0.17702"},"OK"]
[{"$nulls":13},51.81557083129883,-47.874664306640625,34.83656311035156,null,{"v":-1.1677440280632143,"d":"-1.16774"},{"v":0.8938969557946433,"d":"0.89390"},{"v":0.3506113054383041,"d":"0.35061"},{"v":-0.8222672801940856,"d":"-0.82227"},"OK"]
[{"$nulls":13},52.60422897338867,-48.28525924682617,34.73373031616211,null,{"v":-0.520470072146243,"d":"-0.52047"},{"v":1.4202056132245453,"d":"1.42021"},{"v":1.2321498173517544,"d":"1.23215"},{"v":-0.7062512381826631,"d":"-0.70625"},"OK"]
[{"$nulls":13},51.222190856933594,-46.87297821044922,34.98128128051758,null,{"v":3.590579709426266,"d":"3.59058"},{"v":0.7881126810668511,"d":"0.78811"},{"v":-0.7100006549989852,"d":"-0.71000"},{"v":-0.34208283786152155,"d":"-0.34208"},"OK"]
[{"$nulls":13},49.42567825317383,-45.54941177368164,35.355125427246094,null,{"v":3.2393215182332353,"d":"3.23932"},{"v":2.954883865487034,"d":"2.95488"},{"v":-2.9407841470347367,"d":"-2.94078"},{"v":-0.28831798255532876,"d":"-0.28832"},"NG"]
[{"$nulls":13},50.76651382446289,-48.2098274230957,34.67268371582031,null,{"v":-1.7550120094874024,"d":"-1.75501"},{"v":1.7277646074959268,"d":"1.72776"},{"v":-0.31648422035443075,"d":"-0.31648"},{"v":-1.6985312117185842,"d":"-1.69853"},"NG"]
[{"$nulls":13},50.955787658691406,-46.669857025146484,35.17007064819336,null,{"v":3.4462379493597037,"d":"3.44624"},{"v":1.0951592567231052,"d":"1.09516"},{"v":-1.0447309050575415,"d":"-1.04473"},{"v":-0.328498300762659,"d":"-0.32850"},"OK"]
[{"$nulls":13},50.53220748901367,-47.074310302734375,35.008758544921875,null,{"v":-2.4801433505952684,"d":"-2.48014"},{"v":1.4696723704281933,"d":"1.46967"},{"v":-1.159722597339973,"d":"-1.15972"},{"v":-0.9027626341508889,"d":"-0.90276"},"OK"]
[{"$nulls":13},51.71921920776367,-46.30308151245117,35.11271667480469,null,{"v":2.5646559752488782,"d":"2.56466"},{"v":0.7513542650282928,"d":"0.75135"},{"v":-0.6297381824728886,"d":"-0.62974"},{"v":0.4098329575716782,"d":"0.40983"},"OK"]
[{"$nulls":13},51.832122802734375,-47.948486328125,34.69430923461914,null,{"v":-1.1351116722378378,"d":"-1.13511"},{"v":0.9632284609591883,"d":"0.96323"},{"v":0.4065124586839834,"d":"0.40651"},{"v":-0.8732449192159719,"d":"-0.87324"},"OK"]
[{"$nulls":13},50.89165115356445,-47.05448913574219,34.826290130615234,null,{"v":-2.481604523826843,"d":"-2.48160"},{"v":1.1096874475765408,"d":"1.10969"},{"v":-0.8766525390441718,"d":"-0.87665"},{"v":-0.6803576685070469,"d":"-0.68036"},"OK"]
[{"$nulls":13},50.372406005859375,-45.527618408203125,35.32858657836914,null,{"v":3.0170868632305465,"d":"3.01709"},{"v":2.194759613630826,"d":"2.19476"},{"v":-2.1777703339445105,"d":"-2.17777"},{"v":0.27255482790834556,"d":"0.27255"},"OK"]
[{"$nulls":13},53.0610237121582,-46.560733795166016,35.238895416259766,null,{"v":1.0033839405908522,"d":"1.00338"},{"v":1.148358008841853,"d":"1.14836"},{"v":0.6171869984753616,"d":"0.61719"},{"v":0.9684040093804855,"d":"0.96840"},"OK"]
[{"$nulls":13},51.45068359375,-46.044151306152344,35.189231872558594,null,{"v":2.703262620466229,"d":"2.70326"},{"v":1.1024496540457915,"d":"1.10245"},{"v":-0.9982259446491106,"d":"-0.99823"},{"v":0.46791046487023163,"d":"0.46791"},"OK"]
[{"$nulls":13},49.319580078125,-46.99241638183594,34.97551727294922,null,{"v":3.7496286343765703,"d":"3.74963"},{"v":2.6804306498861035,"d":"2.68043"},{"v":-2.200021243238036,"d":"-2.20002"},{"v":-1.5312135703912129,"d":"-1.53121"},"NG"]
[{"$nulls":13},52.93129348754883,-47.806602478027344,34.87729263305664,null,{"v":-0.10290740304881452,"d":"-0.10291"},{"v":1.2320369789542482,"d":"1.23204"},{"v":1.225519139057494,"d":"1.22552"},{"v":-0.12656206901947117,"d":"-0.12656"},"OK"]
[{"$nulls":13},50.76272964477539,-46.32937240600586,35.12689971923828,null,{"v":3.255760550755408,"d":"3.25576"},{"v":1.40733055880415,"d":"1.40733"},{"v":-1.398168726302241,"d":"-1.39817"},{"v":-0.1603231565756163,"d":"-0.16032"},"OK"]
[{"$nulls":13},52.77661895751953,-46.5665397644043,35.058685302734375,null,{"v":1.119934645951059,"d":"1.11993"},{"v":0.8893957392642523,"d":"0.88940"},{"v":0.38754642945284157,"d":"0.38755"},{"v":0.8005201721629254,"d":"0.80052"},"OK"]
[{"$nulls":13},51.21290588378906,-47.68433380126953,34.78109359741211,null,{"v":-1.8150531842024484,"d":"-1.81505"},{"v":1.0429908433605173,"d":"1.04299"},{"v":-0.2522320113352838,"d":"-0.25223"},{"v":-1.0120320705351389,"d":"-1.01203"},"NG"]
[{"$nulls":13},52.237464904785156,-48.24860763549805,34.63970947265625,null,{"v":-0.7719917830104224,"d":"-0.77199"},{"v":1.2709880441721892,"d":"1.27099"},{"v":0.9106917801713271,"d":"0.91069"},{"v":-0.886595223287959,"d":"-0.88660"},"OK"]
[{"$nulls":13},51.7805061340332,-47.82151412963867,34.72222137451172,null,{"v":-1.2210146272921512,"d":"-1.22101"},{"v":0.8503311251465718,"d":"0.85033"},{"v":0.29140229787458516,"d":"0.29140"},{"v":-0.7988414881479594,"d":"-0.79884"},"OK"]
[{"$nulls":13},52.8316650390625,-47.80115509033203,34.716041564941406,null,{"v":-0.15584966785669974,"d":"-0.15585"},{"v":1.1547797261658843,"d":"1.15478"},{"v":1.140783798588878,"d":"1.14078"},{"v":-0.179244360694793,"d":"-0.17924"},"OK"]
[{"$nulls":13},53.65879821777344,-48.1071891784668,34.739498138427734,null,{"v":0.02231038533814822,"d":"0.02231"},{"v":1.9943619040190055,"d":"1.99436"},{"v":1.9938655745034752,"d":"1.99387"},{"v":0.04449129142022858,"d":"0.04449"},"OK"]
[{"$nulls":13},53.1971435546875,-47.57615280151367,34.81316375732422,null,{"v":0.16231120052696069,"d":"0.16231"},{"v":1.3285724448526983,"d":"1.32857"},{"v":1.3111102608155398,"d":"1.31111"},{"v":0.2146965887155258,"d":"0.21470"},"OK"]
[{"$nulls":13},52.053123474121094,-46.43265151977539,35.17756271362305,null,{"v":2.0882991340103065,"d":"2.08830"},{"v":0.5698301514625814,"d":"0.56983"},{"v":-0.281901517030386,"d":"-0.28190"},{"v":0.4952150403732054,"d":"0.49522"},"OK"]
[{"$nulls":13},52.6644287109375,-47.217918395996094,34.95671463012695,null,{"v":0.29394166380854836,"d":"0.29394"},{"v":0.6992524145339637,"d":"0.69925"},{"v":0.6692609938395282,"d":"0.66926"},{"v":0.2025923526604723,"d":"0.20259"},"OK"]
[{"$nulls":13},52.38062286376953,-47.162235260009766,34.96451187133789,null,{"v":0.20794794673389472,"d":"0.20795"},{"v":0.41375601991337285,"d":"0.41376"},{"v":0.4048423192468287,"d":"0.40484"},{"v":0.08542096090190178,"d":"0.08542"},"OK"]
[{"$nulls":13},51.503257751464844,-45.8005256652832,35.23414611816406,null,{"v":2.57429212516449,"d":"2.57429"},{"v":1.2982648193354334,"d":"1.29826"},{"v":-1.0948976427736856,"d":"-1.09490"},{"v":0.6976322046556424,"d":"0.69763"},"OK"]
[{"$nulls":13},48.957183837890625,-46.05583572387695,35.19905471801758,null,{"v":3.451585016242773,"d":"3.45159"},{"v":3.1859341450665584,"d":"3.18593"},{"v":-3.0340794604161014,"d":"-3.03408"},{"v":-0.9718735538032306,"d":"-0.97187"},"NG"]
[{"$nulls":13},52.10795974731445,-46.49884796142578,35.10417556762695,null,{"v":1.9694809926592227,"d":"1.96948"},{"v":0.5126486836102242,"d":"0.51265"},{"v":-0.199013552641905,"d":"-0.19901"},{"v":0.47244288403165036,"d":"0.47244"},"OK"]
[{"$nulls":13},51.14366149902344,-46.928985595703125,34.95684814453125,null,{"v":3.669719251802773,"d":"3.66972"},{"v":0.8592779956873248,"d":"0.85928"},{"v":-0.7422036226245158,"d":"-0.74220"},{"v":-0.4330039912465835,"d":"-0.43300"},"OK"]
[{"$nulls":13},53.183570861816406,-47.515647888183594,34.79903793334961,null,{"v":0.19999071281674674,"d":"0.19999"},{"v":1.2910200345188414,"d":"1.29102"},{"v":1.2652879691340813,"d":"1.26529"},{"v":0.2564743353506984,"d":"0.25647"},"OK"]
[{"$nulls":13},52.75650405883789,-48.42460632324219,34.67270278930664,null,{"v":-0.47177126868596786,"d":"-0.47177"},{"v":1.6130100952132405,"d":"1.61301"},{"v":1.4368124643983984,"d":"1.43681"},{"v":-0.7330562798375228,"d":"-0.73306"},"OK"]
[{"$nulls":13},51.00685501098633,-46.93850326538086,35.010459899902344,null,{"v":3.690615645223004,"d":"3.69062"},{"v":0.9950471433916,"d":"0.99505"},{"v":-0.8488098259159904,"d":"-0.84881"},{"v":-0.5192693876979938,"d":"-0.51927"},"OK"]
[{"$nulls":13},51.94190216064453,-46.70848846435547,35.170406341552734,null,{"v":2.3783826056659185,"d":"2.37838"},{"v":0.2972445699278738,"d":"0.29724"},{"v":-0.21479511164701673,"d":"-0.21480"},{"v":0.20546871869983582,"d":"0.20547"},"OK"]
[{"$nulls":13},51.80035400390625,-46.51676940917969,35.175636291503906,null,{"v":2.573451221031185,"d":"2.57345"},{"v":0.5228482835974638,"d":"0.52285"},{"v":-0.4407101060528328,"d":"-0.44071"},{"v":0.28132708736222833,"d":"0.28133"},"OK"]
[{"$nulls":13},53.34550094604492,-49.05125045776367,34.619163513183594,null,{"v":-0.37939018019804693,"d":"-0.37939"},{"v":2.453161477824779,"d":"2.45316"},{"v":2.278718778173009,"d":"2.27872"},{"v":-0.9085383680864346,"d":"-0.90854"},"NG"]
[{"$nulls":13},51.91218948364258,-47.25592041015625,34.98013687133789,null,{"v":-1.2904605045977153,"d":"-1.29046"},{"v":0.2705659681436309,"d":"0.27057"},{"v":0.07485975286266587,"d":"0.07486"},{"v":-0.2600037702012047,"d":"-0.26000"},"OK"]
[{"$nulls":13},50.31211853027344,-46.12718200683594,35.12339401245117,null,{"v":3.27521728305841,"d":"3.27522"},{"v":1.9001987014618344,"d":"1.90020"},{"v":-1.8832593905461363,"d":"-1.88326"},{"v":-0.2531583949961704,"d":"-0.25316"},"OK"]
[{"$nulls":13},52.93095016479492,-46.65935134887695,34.99807357788086,null,{"v":0.9616473060211634,"d":"0.96165"},{"v":0.9913171605715516,"d":"0.99132"},{"v":0.5672016912639861,"d":"0.56720"},{"v":0.8130141168952219,"d":"0.81301"},"OK"]
[{"$nulls":13},51.68740463256836,-46.61831283569336,35.08589172363281,null,{"v":2.8678709108252587,"d":"2.86787"},{"v":0.49335682334003134,"d":"0.49336"},{"v":-0.4749898977708361,"d":"-0.47499"},{"v":0.13336248404936657,"d":"0.13336"},"OK"]
[{"$nulls":13},52.26874542236328,-46.5383186340332,35.058258056640625,null,{"v":1.6545066865509033,"d":"1.65451"},{"v":0.5342038802949542,"d":"0.53420"},{"v":-0.04466619049872813,"d":"-0.04467"},{"v":0.5323332763866234,"d":"0.53233"},"OK"]
[{"$nulls":13},50.308719635009766,-44.28858184814453,35.57117462158203,null,{"v":2.7393703384255756,"d":"2.73937"},{"v":3.1956560620962993,"d":"3.19566"},{"v":-2.940621329446382,"d":"-2.94062"},{"v":1.2509851573930921,"d":"1.25099"},"NG"]
[{"$nulls":13},51.922454833984375,-46.73323059082031,35.110992431640625,null,{"v":2.4645483131798573,"d":"2.46455"},{"v":0.27781139365848617,"d":"0.27781"},{"v":-0.21653392831118765,"d":"-0.21653"},{"v":0.17404662690381517,"d":"0.17405"},"OK"]
[{"$nulls":13},50.17518997192383,-46.500396728515625,35.01606369018555,null,{"v":3.4852228011757713,"d":"3.48522"},{"v":1.8919659266078894,"d":"1.89197"},{"v":-1.781357528984981,"d":"-1.78136"},{"v":-0.6374169917516884,"d":"-0.63742"},"OK"]
[{"$nulls":13},51.231964111328125,-46.88237380981445,35.100032806396484,null,{"v":3.6004867918168495,"d":"3.60049"},{"v":0.7769910211228719,"d":"0.77699"},{"v":-0.6966057792810554,"d":"-0.69661"},{"v":-0.3441735538617061,"d":"-0.34417"},"OK"]
[{"$nulls":13},52.069664001464844,-47.44863510131836,34.95241928100586,null,{"v":-0.8058814934561542,"d":"-0.80588"},{"v":0.4540115937231431,"d":"0.45401"},{"v":0.31439193184945313,"d":"0.31439"},{"v":-0.32754273068257395,"d":"-0.32754"},"OK"]
[{"$nulls":13},50.368412017822266,-46.98790740966797,34.89799118041992,null,{"v":3.7450464809095934,"d":"3.74505"},{"v":1.6316327939606232,"d":"1.63163"},{"v":-1.3434546559071419,"d":"-1.34345"},{"v":-0.9259347503194663,"d":"-0.92593"},"NG"]
[{"$nulls":13},52.47102737426758,-47.84815979003906,34.771400451660156,null,{"v":-0.4529880199676488,"d":"-0.45299"},{"v":0.9701761782009057,"d":"0.97018"},{"v":0.8723275063742195,"d":"0.87233"},{"v":-0.4246016231380321,"d":"-0.42460"},"OK"]
[{"$nulls":13},50.534324645996094,-45.78073501586914,35.16182327270508,null,{"v":3.058578348855743,"d":"3.05858"},{"v":1.9065181207798945,"d":"1.90652"},{"v":-1.8999526270616844,"d":"-1.89995"},{"v":0.15808655788366036,"d":"0.15809"},"OK"]
[{"$nulls":13},51.740020751953125,-47.825958251953125,34.720096588134766,null,{"v":-1.2648742550732512,"d":"-1.26487"},{"v":0.8659077568566299,"d":"0.86591"},{"v":0.2607876582197004,"d":"0.26079"},{"v":-0.8257033612047157,"d":"-0.82570"},"OK"]
[{"$nulls":13},51.181941986083984,-45.66709899902344,35.27116775512695,null,{"$f":"(ATAN2($N643-$A$3, $O643-$A$6))-$C$15","v":{"v":2.732124623832142,"d":"2.73212"}},{"$f":"SQRT(($N643-$A$3)^2+($O643-$A$6)^2)","v":{"v":1.563919432878989,"d":"1.56392"}},{"v":-1.4346345005951755,"d":"-1.43463"},{"v":0.6226297794344323,"d":"0.62263"},{"$f":"IF(($T643/$A$9)^2 +($U643/$A$12)^2<=1, \"OK\", \"NG\")","v":"OK"}]
[{"$nulls":13},51.2523193359375,-48.263771057128906,34.65434646606445,null,{"v":-1.4941709798560388,"d":"-1.49417"},{"v":1.4683813061496167,"d":"1.46838"},{"$f":"$S644*COS($R644)","v":{"v":0.11240515486944454,"d":"0.11241"}},{"$f":"$S644*SIN($R644)","v":{"v":-1.4640726557819561,"d":"-1.46407"}},"NG"]
[{"$nulls":13},52.462501525878906,-46.65800857543945,35.12441635131836,null,{"v":1.247572636246233,"d":"1.24757"},{"v":0.5752093496399975,"d":"0.57521"},{"v":0.18270084784842802,"d":"0.18270"},{"v":0.5454229515786208,"d":"0.54542"},"OK"]
[{"$nulls":13},51.050559997558594,-49.126739501953125,34.55797576904297,null,{"v":-1.3798121140951265,"d":"-1.37981"},{"v":2.3290464201908394,"d":"2.32905"},{"v":0.4421119456476491,"d":"0.44211"},{"v":-2.286699423824525,"d":"-2.28670"},"NG"]
[{"$nulls":13},51.07320785522461,-47.29890060424805,34.84623718261719,null,{"v":-2.218748432028577,"d":"-2.21875"},{"v":0.9737993894212587,"d":"0.97380"},{"v":-0.5877413366159714,"d":"-0.58774"},{"v":-0.7764311766474139,"d":"-0.77643"},"OK"]
[{"$nulls":13},51.43216323852539,-47.69575500488281,34.84090042114258,null,{"v":-1.6444391281457709,"d":"-1.64444"},{"v":0.8980610304992945,"d":"0.89806"},{"v":-0.06607596771027859,"d":"-0.06608"},{"v":-0.8956269206497787,"d":"-0.89563"},"OK"]
[{"$nulls":13},51.66328048706055,-47.690616607666016,34.868804931640625,null,{"v":-1.4135801632478235,"d":"-1.41358"},{"v":0.7683302214401682,"d":"0.76833"},{"v":0.12029693533357519,"d":"0.12030"},{"v":-0.7588543842712168,"d":"-0.75885"},"OK"]
[{"$nulls":13},52.56298065185547,-47.00279235839844,34.96260070800781,null,{"v":0.6059053244049483,"d":"0.60591"},{"v":0.5629875767981332,"d":"0.56299"},{"v":0.46276838284174715,"d":"0.46277"},{"v":0.3206250699353811,"d":"0.32063"},"OK"]
[{"$nulls":13},53.365482330322266,-48.128849029541016,34.60184097290039,null,{"v":-0.07994757372037742,"d":"-0.07995"},{"v":1.771677771469185,"d":"1.77168"},{"v":1.7660188458664525,"d":"1.76602"},{"v":-0.14149050131560043,"d":"-0.14149"},"OK"]
[{"$nulls":13},50.515533447265625,-48.0890998840332,34.8253173828125,null,{"v":-1.897763491201071,"d":"-1.89776"},{"v":1.84113538437243,"d":"1.84114"},{"v":-0.5913217810368933,"d":"-0.59132"},{"v":-1.7435934316404076,"d":"-1.74359"},"NG"]
[{"$nulls":13},54.17192077636719,-48.52362823486328,34.736454010009766,null,{"v":-8.746926235636554E-4,"d":"-0.00087"},{"v":2.6530516121794623,"d":"2.65305"},{"v":2.653050597271631,"d":"2.65305"},{"v":-2.3206043791962343E-3,"d":"-0.00232"},"OK"]
[{"$nulls":13},51.659332275390625,-45.44844055175781,35.37998580932617,null,{"v":2.3977966524286156,"d":"2.39780"},{"v":1.5885185614339326,"d":"1.58852"},{"v":-1.1689966021465976,"d":"-1.16900"},{"v":1.0755641144022239,"d":"1.07556"},"NG"]
[{"$nulls":13},52.156864166259766,-46.273197174072266,35.226253509521484,null,{"v":1.96909443071802,"d":"1.96909"},{"v":0.7435379710767379,"d":"0.74354"},{"v":-0.28838137235812417,"d":"-0.28838"},{"v":0.6853356101281742,"d":"0.68534"},"OK"]
[{"$nulls":13},52.282081604003906,-45.01386260986328,35.63832473754883,null,{"v":2.0405798874921546,"d":"2.04058"},{"v":2.0060687335723353,"d":"2.00607"},{"v":-0.9081338837620684,"d":"-0.90813"},{"v":1.7887438645540439,"d":"1.78874"},"NG"]
[{"$nulls":13},52.64055633544922,-46.56520080566406,35.21165084838867,null,{"v":1.2072097053885178,"d":"1.20721"},{"v":0.7741852222041651,"d":"0.77419"},{"v":0.27532245924997983,"d":"0.27532"},{"v":0.723574669064538,"d":"0.72357"},"OK"]
[{"$nulls":13},51.53141784667969,-48.86832809448242,34.4360466003418,null,{"v":-1.2056653041468353,"d":"-1.20567"},{"v":1.9261929039020516,"d":"1.92619"},{"v":0.6877889415580964,"d":"0.68779"},{"v":-1.7992124596369967,"d":"-1.79921"},"NG"]
[{"$nulls":13},51.418392181396484,-45.70399475097656,35.38988494873047,null,{"v":2.603491857914813,"d":"2.60349"},{"v":1.420527106449237,"d":"1.42053"},{"v":-1.2197833058106442,"d":"-1.21978"},{"v":0.7280288091983028,"d":"0.72803"},"OK"]
[{"$nulls":13},50.90718078613281,-47.7581901550293,34.77773666381836,null,{"v":-1.924179484019745,"d":"-1.92418"},{"v":1.3300774960056452,"d":"1.33008"},{"v":-0.4603050858794441,"d":"-0.46031"},{"v":-1.2478883657179294,"d":"-1.24789"},"NG"]
[{"$nulls":13},53.57079315185547,-47.19873046875,35.08148193359375,null,{"v":0.48501784482235344,"d":"0.48502"},{"v":1.5833145376474103,"d":"1.58331"},{"v":1.400705535557554,"d":"1.40071"},{"v":0.7381794685468152,"d":"0.73818"},"OK"]
[{"$nulls":13},52.818328857421875,-48.17637252807617,34.795406341552734,null,{"v":-0.35213897368333824,"d":"-0.35214"},{"v":1.4330088777469996,"d":"1.43301"},{"v":1.3450753189330054,"d":"1.34508"},{"v":-0.49425381141574337,"d":"-0.49425"},"OK"]
[{"$nulls":13},51.44502258300781,-47.86760330200195,34.8578987121582,null,{"v":-1.529008183102482,"d":"-1.52901"},{"v":1.0299201051615667,"d":"1.02992"},{"v":0.04302592446530625,"d":"0.04303"},{"v":-1.0290209875604668,"d":"-1.02902"},"NG"]
[{"$nulls":13},51.66554260253906,-47.643375396728516,34.781578063964844,null,{"v":-1.4393307064844818,"d":"-1.43933"},{"v":0.7251163022797918,"d":"0.72512"},{"v":0.09505350643377981,"d":"0.09505"},{"v":-0.7188591536222946,"d":"-0.71886"},"OK"]
[{"$nulls":13},51.88064193725586,-46.045501708984375,35.26912307739258,null,{"v":2.3060637800006574,"d":"2.30606"},{"v":0.961932084241805,"d":"0.96193"},{"v":-0.6452501293631424,"d":"-0.64525"},{"v":0.7134182540772496,"d":"0.71342"},"OK"]
[{"$nulls":13},53.60601806640625,-47.27832794189453,35.05386734008789,null,{"v":0.4392665019069928,"d":"0.43927"},{"v":1.6299571997026534,"d":"1.62996"},{"v":1.4752153313105199,"d":"1.47522"},{"v":0.6931812166590414,"d":"0.69318"},"OK"]
[{"$nulls":13},51.736175537109375,-45.117698669433594,35.40980911254883,null,{"v":2.3209150048180005,"d":"2.32092"},{"v":1.9007003041699104,"d":"1.90070"},{"v":-1.2957560374354122,"d":"-1.29576"},{"v":1.3905674876543275,"d":"1.39057"},"NG"]
[{"$nulls":13},53.17416763305664,-46.75495529174805,35.011444091796875,null,{"v":0.8166086888219456,"d":"0.81661"},{"v":1.1994651056033763,"d":"1.19947"},{"v":0.8212699464504769,"d":"0.82127"},{"v":0.8742037603541575,"d":"0.87420"},"OK"]
[{"$nulls":13},53.475318908691406,-48.87107467651367,34.408199310302734,null,{"v":-0.29224951919712916,"d":"-0.29225"},{"v":2.38274764241477,"d":"2.38275"},{"v":2.281714845134168,"d":"2.28171"},{"v":-0.6864864841550072,"d":"-0.68649"},"NG"]
[{"$nulls":13},51.10138702392578,-45.304107666015625,35.42042922973633,null,{"v":2.6689234843964513,"d":"2.66892"},{"v":1.919259255347212,"d":"1.91926"},{"v":-1.7088245377376268,"d":"-1.70882"},{"v":0.8737704438018724,"d":"0.87377"},"NG"]
[{"$nulls":13},52.22508239746094,-45.7880744934082,35.19364547729492,null,{"v":1.9980308497011854,"d":"1.99803"},{"v":1.2326497958360059,"d":"1.23265"},{"v":-0.5107552071802646,"d":"-0.51076"},{"v":1.1218532156716368,"d":"1.12185"},"NG"]
[{"$nulls":13},53.07330322265625,-45.80840301513672,35.36721420288086,null,{"v":1.448445115264575,"d":"1.44845"},{"v":1.6037091949912723,"d":"1.60371"},{"v":0.1957265768362979,"d":"0.19573"},{"v":1.591720543694621,"d":"1.59172"},"NG"]
[{"$nulls":13},52.95100784301758,-47.35240936279297,34.90248107910156,null,{"v":0.2559892388303413,"d":"0.25599"},{"v":1.0142032717680873,"d":"1.01420"},{"v":0.9811537251902477,"d":"0.98115"},{"v":0.2567988395814762,"d":"0.25680"},"OK"]
[{"$nulls":13},54.03496170043945,-46.99481201171875,35.00856399536133,null,{"v":0.6134146606467293,"d":"0.61341"},{"v":2.034968313629929,"d":"2.03497"},{"v":1.6639673291345907,"d":"1.66397"},{"v":1.1714558314552594,"d":"1.17146"},"NG"]
[{"$nulls":13},51.316158294677734,-46.62282943725586,35.06011199951172,null,{"v":3.2484280528906986,"d":"3.24843"},{"v":0.7809590970971502,"d":"0.78096"},{"v":-0.776506478160107,"d":"-0.77651"},{"v":-0.08327545084947492,"d":"-0.08328"},"OK"]
[{"$nulls":13},53.627357482910156,-47.27151870727539,34.95798110961914,null,{"v":0.4455417082979508,"d":"0.44554"},{"v":1.6498529587766841,"d":"1.64985"},{"v":1.488789941436504,"d":"1.48879"},{"v":0.7109988015894753,"d":"0.71100"},"OK"]
[{"$nulls":13},51.22360610961914,-47.62488555908203,34.82332229614258,null,{"v":-1.8530322861408923,"d":"-1.85303"},{"v":0.9966290357851253,"d":"0.99663"},{"v":-0.2775650103734619,"d":"-0.27757"},{"v":-0.9571975240180934,"d":"-0.95720"},"OK"]
[{"$nulls":13},49.35085678100586,-44.69740295410156,35.541770935058594,null,{"v":3.0369305279611725,"d":"3.03693"},{"v":3.509973354674199,"d":"3.50997"},{"v":-3.4907664913922427,"d":"-3.49077"},{"v":0.36669095038730015,"d":"0.36669"},"NG"]
[{"$nulls":13},53.073734283447266,-48.414634704589844,34.674903869628906,null,{"v":-0.31068291417153504,"d":"-0.31068"},{"v":1.7759776628325052,"d":"1.77598"},{"v":1.690952765906161,"d":"1.69095"},{"v":-0.5429322262992979,"d":"-0.54293"},"OK"]
[{"$nulls":13},50.42012023925781,-46.79737854003906,34.895076751708984,null,{"v":3.624903016528715,"d":"3.62490"},{"v":1.592819988083868,"d":"1.59282"},{"v":-1.4103806306754068,"d":"-1.41038"},{"v":-0.7402040198858253,"d":"-0.74020"},"OK"]
[{"$nulls":13},51.690711975097656,-44.6541862487793,35.67262649536133,null,{"v":2.3127522412962165,"d":"2.31275"},{"v":2.3661152207287244,"d":"2.36612"},{"v":-1.5988574096413095,"d":"-1.59886"},{"v":1.744177806704128,"d":"1.74418"},"NG"]
[{"$nulls":13},51.676021575927734,-48.055904388427734,34.77655792236328,null,{"v":-1.2576380146545496,"d":"-1.25764"},{"v":1.104489065932885,"d":"1.10449"},{"v":0.3402542878574884,"d":"0.34025"},{"v":-1.0507726282882945,"d":"-1.05077"},"NG"]
[{"$nulls":13},50.56312561035156,-45.27652359008789,35.46784591674805,null,{"v":2.8766203397609633,"d":"2.87662"},{"v":2.243875876057119,"d":"2.24388"},{"v":-2.1655640509994973,"d":"-2.16556"},{"v":0.5876319325647219,"d":"0.58763"},"OK"]
[{"$nulls":13},52.50550842285156,-47.25437927246094,35.014892578125,null,{"v":0.14464917266674338,"d":"0.14465"},{"v":0.565904214361079,"d":"0.56590"},{"v":0.5599942145638779,"d":"0.55999"},{"v":0.08157241866351352,"d":"0.08157"},"OK"]
[{"$nulls":13},51.48944091796875,-45.761932373046875,35.234336853027344,null,{"v":2.572797871156627,"d":"2.57280"},{"v":1.339209477697173,"d":"1.33921"},{"v":-1.1283519332055791,"d":"-1.12835"},{"v":0.7213209687685278,"d":"0.72132"},"OK"]
[{"$nulls":13},53.464561462402344,-45.99388885498047,35.21758270263672,null,{"v":1.2127932309545706,"d":"1.21279"},{"v":1.7768511229944404,"d":"1.77685"},{"v":0.6226168707803822,"d":"0.62262"},{"v":1.6641959456465003,"d":"1.66420"},"NG"]
[{"$nulls":13},51.914974212646484,-46.23201370239258,35.1330680847168,null,{"v":2.29192515322752,"d":"2.29193"},{"v":0.7726786769594725,"d":"0.77268"},{"v":-0.5101478912760123,"d":"-0.51015"},{"v":0.5803287575628824,"d":"0.58033"},"OK"]
[{"$nulls":13},50.35232162475586,-46.91004180908203,35.00308609008789,null,{"v":3.6979151068795915,"d":"3.69792"},{"v":1.6501322687470859,"d":"1.65013"},{"v":-1.401297007979318,"d":"-1.40130"},{"v":-0.8713800547342222,"d":"-0.87138"},"OK"]
[{"$nulls":13},51.61391067504883,-46.430152893066406,35.1543083190918,null,{"v":2.7771482579713194,"d":"2.77715"},{"v":0.6883245543505173,"d":"0.68832"},{"v":-0.6431167326718336,"d":"-0.64312"},{"v":0.24533968345814675,"d":"0.24534"},"OK"]
[{"$nulls":13},52.956180572509766,-46.23316955566406,35.2117919921875,null,{"v":1.2868077167607201,"d":"1.28681"},{"v":1.2256876509150096,"d":"1.22569"},{"v":0.34342139713309683,"d":"0.34342"},{"v":1.1765933713890735,"d":"1.17659"},"NG"]
[{"$nulls":13},51.79789733886719,-46.060813903808594,35.096412658691406,null,{"v":2.393618514295735,"d":"2.39362"},{"v":0.9606851767963415,"d":"0.96069"},{"v":-0.7042478221471062,"d":"-0.70425"},{"v":0.6534148865133665,"d":"0.65341"},"OK"]
[{"$nulls":13},52.649288177490234,-46.31730270385742,35.12278366088867,null,{"v":1.42134033815465,"d":"1.42134"},{"v":0.9421521828181353,"d":"0.94215"},{"v":0.14028665569584456,"d":"0.14029"},{"v":0.9316492847754742,"d":"0.93165"},"OK"]
[{"$nulls":13},51.589088439941406,-47.684757232666016,34.855934143066406,null,{"v":-1.500412030081663,"d":"-1.50041"},{"v":0.7985867378551983,"d":"0.79859"},{"v":0.056161568834201564,"d":"0.05616"},{"v":-0.7966094752538966,"d":"-0.79661"},"OK"]
[{"$nulls":13},50.256832122802734,-47.69190979003906,34.807735443115234,null,{"v":-2.152873280447153,"d":"-2.15287"},{"v":1.875466183551258,"d":"1.87547"},{"v":-1.0310563784980358,"d":"-1.03106"},{"v":-1.566619337938491,"d":"-1.56662"},"NG"]
[{"$nulls":13},51.790802001953125,-47.32322692871094,34.831974029541016,null,{"v":-1.5343474820069238,"d":"-1.53435"},{"v":0.385018765556597,"d":"0.38502"},{"v":0.014030382141450958,"d":"0.01403"},{"v":-0.3847630416343163,"d":"-0.38476"},"OK"]
[{"$nulls":13},51.720977783203125,-48.09864807128906,34.678558349609375,null,{"v":-1.2086414918857913,"d":"-1.20864"},{"v":1.1335259070764194,"d":"1.13353"},{"v":0.40159702624272414,"d":"0.40160"},{"v":-1.060000382323714,"d":"-1.06000"},"NG"]
[{"$nulls":13},52.247657775878906,-48.53387451171875,34.67926788330078,null,{"v":-0.7998536129740026,"d":"-0.79985"},{"v":1.553739164613456,"d":"1.55374"},{"v":1.0826636496366124,"d":"1.08266"},{"v":-1.114425777433944,"d":"-1.11443"},"NG"]
[{"$nulls":13},52.05693817138672,-46.78951644897461,35.078433990478516,null,{"v":1.9174732667960197,"d":"1.91747"},{"v":0.2180488032829384,"d":"0.21805"},{"v":-0.07408738561814945,"d":"-0.07409"},{"v":0.2050764245479943,"d":"0.20508"},"OK"]
[{"$nulls":13},51.020755767822266,-47.096900939941406,35.10341262817383,null,{"v":-2.4320936980665477,"d":"-2.43209"},{"v":0.9840269602073353,"d":"0.98403"},{"v":-0.7465698188359365,"d":"-0.74657"},{"v":-0.6410480200563491,"d":"-0.64105"},"OK"]
[{"$nulls":13},51.86355209350586,-46.62991714477539,35.09158706665039,null,{"v":2.5348936339221497,"d":"2.53489"},{"v":0.3944354838472737,"d":"0.39444"},{"v":-0.32404238679798,"d":"-0.32404"},{"v":0.22489082345907593,"d":"0.22489"},"OK"]
[{"$nulls":13},49.488006591796875,-45.70711898803711,35.18409729003906,null,{"v":3.2771327766930165,"d":"3.27713"},{"v":2.8251817983892895,"d":"2.82518"},{"v":-2.799270619037671,"d":"-2.79927"},{"v":-0.38175410324264325,"d":"-0.38175"},"NG"]
[{"$nulls":13},52.176029205322266,-47.68110656738281,34.7105712890625,null,{"v":-0.7070192675963707,"d":"-0.70702"},{"v":0.7034859183085231,"d":"0.70349"},{"v":0.5348613610890277,"d":"0.53486"},{"v":-0.4569636327678372,"d":"-0.45696"},"OK"]
[{"$nulls":13},52.42873764038086,-47.107940673828125,34.86510467529297,null,{"v":0.3642270947378759,"d":"0.36423"},{"v":0.44211667390612713,"d":"0.44212"},{"v":0.4131135416132861,"d":"0.41311"},{"v":0.1574939842709698,"d":"0.15749"},"OK"]
[{"$nulls":13},51.54199981689453,-47.645751953125,34.871421813964844,null,{"v":-1.5768387955818064,"d":"-1.57684"},{"v":0.7916815980489853,"d":"0.79168"},{"v":-0.004783682235412098,"d":"-0.00478"},{"v":-0.7916671453797143,"d":"-0.79167"},"OK"]
[{"$nulls":13},53.44065856933594,-47.930206298828125,34.817100524902344,null,{"v":0.03753200380254951,"d":"0.03753"},{"v":1.7148705116657028,"d":"1.71487"},{"v":1.7136628261471196,"d":"1.71366"},{"v":0.06434741690274805,"d":"0.06435"},"OK"]
[{"$nulls":13},51.964073181152344,-47.370208740234375,34.88264083862305,null,{"v":-1.0566729142034108,"d":"-1.05667"},{"v":0.37194790987238424,"d":"0.37195"},{"v":0.18291348282578507,"d":"0.18291"},{"v":-0.3238640231007089,"d":"-0.32386"},"OK"]
[{"$nulls":13},51.11068344116211,-45.811485290527344,35.31837844848633,null,{"$f":"(ATAN2($N707-$A$3, $O707-$A$6))-$C$15","v":{"v":2.824047357141387,"d":"2.82405"}},{"$f":"SQRT(($N707-$A$3)^2+($O707-$A$6)^2)","v":{"v":1.484402626128147,"d":"1.48440"}},{"v":-1.4101895088022343,"d":"-1.41019"},{"v":0.4634832313258514,"d":"0.46348"},{"$f":"IF(($T707/$A$9)^2 +($U707/$A$12)^2<=1, \"OK\", \"NG\")","v":"OK"}]
[{"$nulls":13},51.41230010986328,-45.509521484375,35.2872314453125,null,{"v":2.5572469569814755,"d":"2.55725"},{"v":1.6021602187067356,"d":"1.60216"},{"$f":"$S708*COS($R708)","v":{"v":-1.3363189218838933,"d":"-1.33632"}},{"$f":"$S708*SIN($R708)","v":{"v":0.8838377144145205,"d":"0.88384"}},"OK"]
[{"$nulls":13},54.25138854980469,-48.847347259521484,34.568084716796875,null,{"v":-0.07627333035705341,"d":"-0.07627"},{"v":2.912291589015975,"d":"2.91229"},{"v":2.9038243908805423,"d":"2.90382"},{"v":-0.22191486291016851,"d":"-0.22191"},"OK"]
[{"$nulls":13},50.39681625366211,-46.13054275512695,35.13137435913086,null,{"v":3.2555211668223762,"d":"3.25552"},{"v":1.8237746640372607,"d":"1.82377"},{"v":-1.8119514312574487,"d":"-1.81195"},{"v":-0.2073307404807756,"d":"-0.20733"},"OK"]
[{"$nulls":13},51.44673538208008,-46.716617584228516,35.04491424560547,null,{"v":3.279097586959222,"d":"3.27910"},{"v":0.6216167074737934,"d":"0.62162"},{"v":-0.6157493189646306,"d":"-0.61575"},{"v":-0.08520626271086718,"d":"-0.08521"},"OK"]
[{"$nulls":13},55.02647018432617,-47.99214553833008,34.633392333984375,null,{"v":0.29408245216740003,"d":"0.29408"},{"v":3.1849449831737395,"d":"3.18494"},{"v":3.0482105406874216,"d":"3.04821"},{"v":0.9231939370932132,"d":"0.92319"},"NG"]
[{"$nulls":13},52.792057037353516,-47.95351791381836,34.781497955322266,null,{"v":-0.26676772345736843,"d":"-0.26677"},{"v":1.2395768481194478,"d":"1.23958"},{"v":1.195730548346433,"d":"1.19573"},{"v":-0.326770895498487,"d":"-0.32677"},"OK"]
[{"$nulls":13},52.38079833984375,-48.929561614990234,34.57373046875,null,{"v":-0.7650852210277068,"d":"-0.76509"},{"v":1.9667779238316352,"d":"1.96678"},{"v":1.4186828133907297,"d":"1.41868"},{"v":-1.3621873867648464,"d":"-1.36219"},"NG"]
[{"$nulls":13},51.5605354309082,-47.126991271972656,34.90102767944336,null,{"v":-2.249422041504353,"d":"-2.24942"},{"v":0.4574449591418315,"d":"0.45744"},{"v":-0.2871490989383637,"d":"-0.28715"},{"v":-0.35609168148548154,"d":"-0.35609"},"OK"]
[{"$nulls":13},53.81646728515625,-46.67560958862305,35.108436584472656,null,{"v":0.7875854330323137,"d":"0.78759"},{"v":1.8452052831693893,"d":"1.84521"},{"v":1.3019001938757746,"d":"1.30190"},{"v":1.3076079007953594,"d":"1.30761"},"NG"]
[{"$nulls":13},52.099971771240234,-47.31581115722656,34.94603729248047,null,{"v":-0.6533557716626455,"d":"-0.65336"},{"v":0.33125676155165545,"d":"0.33126"},{"v":0.26303391890454103,"d":"0.26303"},{"v":-0.20135590276773524,"d":"-0.20136"},"OK"]
[{"$nulls":13},52.52693557739258,-46.026485443115234,35.4470100402832,null,{"v":1.6855444720544903,"d":"1.68554"},{"v":1.1069741167654243,"d":"1.10697"},{"v":-0.12674465484410094,"d":"-0.12674"},{"v":1.0996942700846635,"d":"1.09969"},"NG"]
[{"$nulls":13},52.55202865600586,-48.36390686035156,34.6550178527832,null,{"v":-0.5753445693596959,"d":"-0.57534"},{"v":1.471386271774238,"d":"1.47139"},{"v":1.2345002385484973,"d":"1.23450"},{"v":-0.8006164636012646,"d":"-0.80062"},"OK"]
[{"$nulls":13},52.757083892822266,-46.64628601074219,35.058998107910156,null,{"v":1.0479350292476401,"d":"1.04794"},{"v":0.8356372460389686,"d":"0.83564"},{"v":0.4172848090576185,"d":"0.41728"},{"v":0.7239910186579241,"d":"0.72399"},"OK"]
[{"$nulls":13},52.25312805175781,-46.88792419433594,34.965816497802734,null,{"v":1.0276848306484971,"d":"1.02768"},{"v":0.27682990590244133,"d":"0.27683"},{"v":0.14306631985033652,"d":"0.14307"},{"v":0.2369954111927818,"d":"0.23700"},"OK"]
[{"$nulls":13},53.43946838378906,-45.45766067504883,35.442996978759766,null,{"v":1.4307492462280054,"d":"1.43075"},{"v":2.1097108382949386,"d":"2.10971"},{"v":0.29449397562061036,"d":"0.29449"},{"v":2.0890555568347864,"d":"2.08906"},"NG"]
[{"$nulls":13},52.055999755859375,-46.991844177246094,34.95724868774414,null,{"v":0.7554887441295239,"d":"0.75549"},{"v":0.056590547807056434,"d":"0.05659"},{"v":0.04119432674119516,"d":"0.04119"},{"v":0.03880099928406991,"d":"0.03880"},"OK"]
[{"$nulls":13},51.021053314208984,-46.4346809387207,35.14274978637695,null,{"v":3.2287641759409853,"d":"3.22876"},{"v":1.1304522345800017,"d":"1.13045"},{"v":-1.1261598714855416,"d":"-1.12616"},{"v":-0.09841848669120845,"d":"-0.09842"},"OK"]
[{"$nulls":13},50.25465774536133,-47.07987976074219,34.9777946472168,null,{"v":-2.4849919402819225,"d":"-2.48499"},{"v":1.7471692425187182,"d":"1.74717"},{"v":-1.383883527368148,"d":"-1.38388"},{"v":-1.066520859937828,"d":"-1.06652"},"NG"]
[{"$nulls":13},52.68694305419922,-48.287899017333984,34.62690353393555,null,{"v":-0.46993532947562966,"d":"-0.46994"},{"v":1.459648806584102,"d":"1.45965"},{"v":1.3014193358998545,"d":"1.30142"},{"v":-0.6609707638832257,"d":"-0.66097"},"OK"]
[{"$nulls":13},51.090641021728516,-48.53997802734375,34.659358978271484,null,{"v":-1.4933369503603788,"d":"-1.49334"},{"v":1.78842558583367,"d":"1.78843"},{"v":0.13839184293910675,"d":"0.13839"},{"v":-1.7830630313795481,"d":"-1.78306"},"NG"]
[{"$nulls":13},51.30961608886719,-44.819915771484375,35.496334075927734,null,{"v":2.488347850367159,"d":"2.48835"},{"v":2.286787525804181,"d":"2.28679"},{"v":-1.8159743348857846,"d":"-1.81597"},{"v":1.3898325090491086,"d":"1.38983"},"NG"]
[{"$nulls":13},52.271202087402344,-47.362953186035156,34.956748962402344,null,{"v":-0.3182182601023962,"d":"-0.31822"},{"v":0.4530845257393583,"d":"0.45308"},{"v":0.43033713931937495,"d":"0.43034"},{"v":-0.14175871749869975,"d":"-0.14176"},"OK"]
[{"$nulls":13},51.73210906982422,-48.04618835449219,34.7894401550293,null,{"v":-1.210608632999445,"d":"-1.21061"},{"v":1.0799424167730038,"d":"1.07994"},{"v":0.38062558502162314,"d":"0.38063"},{"v":-1.0106432543546033,"d":"-1.01064"},"NG"]
[{"$nulls":13},52.647308349609375,-47.208003997802734,34.869712829589844,null,{"v":0.29995013184214525,"d":"0.29995"},{"v":0.6799071720286033,"d":"0.67991"},{"v":0.6495501496743161,"d":"0.64955"},{"v":0.20089391636882953,"d":"0.20089"},"OK"]
[{"$nulls":13},50.25057601928711,-47.5344352722168,34.90955352783203,null,{"v":-2.23423960953241,"d":"-2.23424"},{"v":1.8292362680864322,"d":"1.82924"},{"v":-1.126504751230739,"d":"-1.12650"},{"v":-1.4412121183008937,"d":"-1.44121"},"NG"]
[{"$nulls":13},51.37644577026367,-46.18830108642578,35.22758483886719,null,{"v":2.8367148046164665,"d":"2.83671"},{"v":1.0235599658640584,"d":"1.02356"},{"v":-0.976357092251477,"d":"-0.97636"},{"v":0.30724881143769006,"d":"0.30725"},"OK"]
[{"$nulls":13},51.035194396972656,-47.49590301513672,34.77500915527344,null,{"v":-2.0559484298707034,"d":"-2.05595"},{"v":1.0847901419420465,"d":"1.08479"},{"v":-0.5058841978634637,"d":"-0.50588"},{"v":-0.9596097281742642,"d":"-0.95961"},"OK"]
[{"$nulls":13},52.839054107666016,-46.443145751953125,35.170860290527344,null,{"v":1.196789701072112,"d":"1.19679"},{"v":1.0070245524112431,"d":"1.00702"},{"v":0.36791441240202455,"d":"0.36791"},{"v":0.9374099606393872,"d":"0.93741"},"OK"]
[{"$nulls":13},51.281005859375,-47.64979934692383,34.92109680175781,null,{"v":-1.7958379246130771,"d":"-1.79584"},{"v":0.9691190667383012,"d":"0.96912"},{"v":-0.2162559263729692,"d":"-0.21626"},{"v":-0.944682560347276,"d":"-0.94468"},"OK"]
[{"$nulls":13},52.19386672973633,-47.62617874145508,34.80997848510742,null,{"v":-0.6596877794508726,"d":"-0.65969"},{"v":0.6555029558658939,"d":"0.65550"},{"v":0.5179676990257215,"d":"0.51797"},{"v":-0.4017382081840408,"d":"-0.40174"},"OK"]
[{"$nulls":13},53.345008850097656,-45.1225700378418,35.55167770385742,null,{"v":1.5600071338406747,"d":"1.56001"},{"v":2.3095003939489533,"d":"2.30950"},{"v":0.024917161950899443,"d":"0.02492"},{"v":2.3093659746109285,"d":"2.30937"},"NG"]
[{"$nulls":13},51.968692779541016,-47.379852294921875,34.88170623779297,null,{"v":-1.0421646798445108,"d":"-1.04216"},{"v":0.3811402734037464,"d":"0.38114"},{"v":0.19222895202107249,"d":"0.19223"},{"v":-0.32911386785603974,"d":"-0.32911"},"OK"]
[{"$nulls":13},54.236873626708984,-48.31489944458008,34.66307830810547,null,{"v":0.0794429873220669,"d":"0.07944"},{"v":2.5947185148341627,"d":"2.59472"},{"v":2.5865349417170065,"d":"2.58653"},{"v":0.20591543531314832,"d":"0.20592"},"OK"]
[{"$nulls":13},54.600223541259766,-46.41703796386719,35.135833740234375,null,{"v":0.8314151393253209,"d":"0.83142"},{"v":2.664771509922303,"d":"2.66477"},{"v":1.7956051422182904,"d":"1.79561"},{"v":1.96896149615294,"d":"1.96896"},"NG"]
[{"$nulls":13},52.75878143310547,-46.24042510986328,35.24127197265625,null,{"v":1.396785977849059,"d":"1.39679"},{"v":1.0736401990200428,"d":"1.07364"},{"v":0.18588310347051906,"d":"0.18588"},{"v":1.0574264744160538,"d":"1.05743"},"NG"]
[{"$nulls":13},53.39814758300781,-48.708351135253906,34.55134201049805,null,{"v":-0.27405932530372057,"d":"-0.27406"},{"v":2.207550738985154,"d":"2.20755"},{"v":2.125165407033762,"d":"2.12517"},{"v":-0.5974548166522079,"d":"-0.59745"},"OK"]
[{"$nulls":13},51.06584548950195,-47.398536682128906,34.87989807128906,null,{"v":-2.1274784541584175,"d":"-2.12748"},{"v":1.0156161363852794,"d":"1.01562"},{"v":-0.5366233270655896,"d":"-0.53662"},{"v":-0.8622711530227714,"d":"-0.86227"},"OK"]
[{"$nulls":13},49.30628967285156,-45.070404052734375,35.462432861328125,null,{"v":3.1308535069667753,"d":"3.13085"},{"v":3.313520159330567,"d":"3.31352"},{"v":-3.3133290882360495,"d":"-3.31333"},{"v":0.03558369484658068,"d":"0.03558"},"NG"]
[{"$nulls":13},51.029876708984375,-46.02320861816406,35.207130432128906,null,{"v":2.9636347890026347,"d":"2.96363"},{"v":1.3766846419568817,"d":"1.37668"},{"v":-1.3549429968996847,"d":"-1.35494"},{"v":0.24370079719288612,"d":"0.24370"},"OK"]
[{"$nulls":13},52.888572692871094,-48.030948638916016,34.68918991088867,null,{"v":-0.24856998052117485,"d":"-0.24857"},{"v":1.3610350938160898,"d":"1.36104"},{"v":1.3192039842351404,"d":"1.31920"},{"v":-0.33483932650915343,"d":"-0.33484"},"OK"]
[{"$nulls":13},52.30635452270508,-46.37454605102539,35.29827880859375,null,{"v":1.7261979453138703,"d":"1.72620"},{"v":0.696452249525974,"d":"0.69645"},{"v":-0.10779471360350232,"d":"-0.10779"},{"v":0.6880596163043784,"d":"0.68806"},"OK"]
[{"$nulls":13},50.01957702636719,-47.749263763427734,34.715553283691406,null,{"v":-2.1690359267649786,"d":"-2.16904"},{"v":2.1174209174556022,"d":"2.11742"},{"v":-1.1925074880943487,"d":"-1.19251"},{"v":-1.7496848952075432,"d":"-1.74968"},"NG"]
[{"$nulls":13},51.918880462646484,-47.25371170043945,34.96459197998047,null,{"v":-1.2693901500007536,"d":"-1.26939"},{"v":0.2663644238263196,"d":"0.26636"},{"v":0.07907381814371611,"d":"0.07907"},{"v":-0.25435671322868936,"d":"-0.25436"},"OK"]
[{"$nulls":13},52.78055191040039,-47.74268341064453,34.92792510986328,null,{"v":-0.14967747403713272,"d":"-0.14968"},{"v":1.0774228201018823,"d":"1.07742"},{"v":1.0653763970926888,"d":"1.06538"},{"v":-0.16066445093453158,"d":"-0.16066"},"OK"]
[{"$nulls":13},52.47460174560547,-48.48085021972656,34.581939697265625,null,{"v":-0.6497812370509342,"d":"-0.64978"},{"v":1.5550447550459654,"d":"1.55504"},{"v":1.238151781936269,"d":"1.23815"},{"v":-0.9408211068444456,"d":"-0.94082"},"NG"]
[{"$nulls":13},51.8054084777832,-47.54563522338867,34.921165466308594,null,{"v":-1.3025027678531833,"d":"-1.30250"},{"v":0.5792958290209381,"d":"0.57930"},{"v":0.15356346375368551,"d":"0.15356"},{"v":-0.558571320532147,"d":"-0.55857"},"OK"]
[{"$nulls":13},50.2248420715332,-46.659732818603516,35.03834915161133,null,{"v":3.5630723132224933,"d":"3.56307"},{"v":1.8074754288050605,"d":"1.80748"},{"v":-1.649293483351999,"d":"-1.64929"},{"v":-0.7394582013249072,"d":"-0.73946"},"OK"]
[{"$nulls":13},52.30765151977539,-47.72657775878906,34.82487869262695,null,{"v":-0.5593948485511331,"d":"-0.55939"},{"v":0.7890276910141016,"d":"0.78903"},{"v":0.6687612529707868,"d":"0.66876"},{"v":-0.41871599409622257,"d":"-0.41872"},"OK"]
[{"$nulls":13},52.739501953125,-47.25559997558594,35.0306396484375,null,{"v":0.27808166104250787,"d":"0.27808"},{"v":0.7824285821691469,"d":"0.78243"},{"v":0.7523706597860423,"d":"0.75237"},{"v":0.21478565242663872,"d":"0.21479"},"OK"]
[{"$nulls":13},52.67417526245117,-47.38505935668945,34.81583023071289,null,{"v":0.09192450142570396,"d":"0.09192"},{"v":0.7763910050195082,"d":"0.77639"},{"v":0.7731130180395079,"d":"0.77311"},{"v":0.07126888530800476,"d":"0.07127"},"OK"]
[{"$nulls":13},50.585330963134766,-46.60393142700195,34.9941520690918,null,{"v":3.4794745938735856,"d":"3.47947"},{"v":1.4690673226172852,"d":"1.46907"},{"v":-1.3860046341913597,"d":"-1.38600"},{"v":-0.4869804435313538,"d":"-0.48698"},"OK"]
[{"$nulls":13},50.19569396972656,-47.85915756225586,34.83310317993164,null,{"v":-2.086324372938826,"d":"-2.08632"},{"v":1.9984173657328246,"d":"1.99842"},{"v":-0.9852084403986745,"d":"-0.98521"},{"v":-1.7386880964191747,"d":"-1.73869"},"NG"]
[{"$nulls":13},51.9486083984375,-48.86591339111328,34.62472915649414,null,{"v":-0.9874664569797988,"d":"-0.98747"},{"v":1.8666209791618178,"d":"1.86662"},{"v":1.0281464179352442,"d":"1.02815"},{"v":-1.557943780479241,"d":"-1.55794"},"NG"]
[{"$nulls":13},50.97747039794922,-45.56645202636719,35.271671295166016,null,{"v":2.8012487196963605,"d":"2.80125"},{"v":1.7608596138752437,"d":"1.76086"},{"v":-1.6598565519204787,"d":"-1.65986"},{"v":0.58779486797992,"d":"0.58779"},"OK"]
[{"$nulls":13},53.48861312866211,-47.61368179321289,34.803340911865234,null,{"v":0.21984273264118515,"d":"0.21984"},{"v":1.6101473193922917,"d":"1.61015"},{"v":1.5713939035035682,"d":"1.57139"},{"v":0.35113471799012025,"d":"0.35113"},"OK"]
[{"$nulls":13},54.086910247802734,-47.28710174560547,34.87485122680664,null,{"v":0.4741507873896905,"d":"0.47415"},{"v":2.106566351842205,"d":"2.10657"},{"v":1.8741715918498056,"d":"1.87417"},{"v":0.961822561087513,"d":"0.96182"},"NG"]
[{"$nulls":13},51.42703628540039,-45.67189025878906,35.286376953125,null,{"v":2.5889514581118553,"d":"2.58895"},{"v":1.4464310916691352,"d":"1.44643"},{"v":-1.2311168505645638,"d":"-1.23112"},{"v":0.7592853239745618,"d":"0.75929"},"OK"]
[{"$nulls":13},53.519325256347656,-48.69975280761719,34.626502990722656,null,{"v":-0.23052379055362082,"d":"-0.23052"},{"v":2.2798045621452694,"d":"2.27980"},{"v":2.219496547747831,"d":"2.21950"},{"v":-0.5209068209515444,"d":"-0.52091"},"OK"]
[{"$nulls":13},52.974403381347656,-46.882652282714844,35.043251037597656,null,{"v":0.7307183602868241,"d":"0.73072"},{"v":0.9814440566500889,"d":"0.98144"},{"v":0.7308766362986887,"d":"0.73088"},{"v":0.6550204415485804,"d":"0.65502"},"OK"]
[{"$nulls":13},52.99875259399414,-47.83951187133789,34.7701416015625,null,{"v":-0.08812305555396494,"d":"-0.08812"},{"v":1.304717182429691,"d":"1.30472"},{"v":1.299654456545619,"d":"1.29965"},{"v":-0.11482691195178787,"d":"-0.11483"},"OK"]
[{"$nulls":13},53.964569091796875,-46.773250579833984,35.12540054321289,null,{"v":0.7257761883161584,"d":"0.72578"},{"v":1.9776114421162774,"d":"1.97761"},{"v":1.479222663328889,"d":"1.47922"},{"v":1.3125727897085977,"d":"1.31257"},"NG"]
[{"$nulls":13},53.219764709472656,-45.59605026245117,35.473167419433594,null,{"v":1.466348529113592,"d":"1.46635"},{"v":1.8598120367495037,"d":"1.85981"},{"v":0.19390026803685134,"d":"0.19390"},{"v":1.8496765928382115,"d":"1.84968"},"NG"]
[{"$nulls":13},50.66974639892578,-46.06483459472656,35.354984283447266,null,{"v":3.139722788063687,"d":"3.13972"},{"v":1.6260716399935027,"d":"1.62607"},{"v":-1.6260687972982595,"d":"-1.62607"},{"v":3.0405335307832405E-3,"d":"0.00304"},"OK"]
[{"$nulls":13},52.511409759521484,-48.402076721191406,34.67949295043945,null,{"$f":"(ATAN2($N771-$A$3, $O771-$A$6))-$C$15","v":{"v":-0.6101754279915164,"d":"-0.61018"}},{"$f":"SQRT(($N771-$A$3)^2+($O771-$A$6)^2)","v":{"v":1.4924339430074172,"d":"1.49243"}},{"v":1.2231205192130916,"d":"1.22312"},{"v":-0.8551814250324686,"d":"-0.85518"},{"$f":"IF(($T771/$A$9)^2 +($U771/$A$12)^2<=1, \"OK\", \"NG\")","v":"OK"}]
[{"$nulls":13},52.71527099609375,-46.497642517089844,35.15324783325195,null,{"v":1.223154377292871,"d":"1.22315"},{"v":0.8740569995651161,"d":"0.87406"},{"$f":"$S772*COS($R772)","v":{"v":0.2977752838489299,"d":"0.29778"}},{"$f":"$S772*SIN($R772)","v":{"v":0.8217697480544428,"d":"0.82177"}},"OK"]
[{"$nulls":13},52.02983474731445,-46.878475189208984,34.999725341796875,null,{"v":1.9409195067338925,"d":"1.94092"},{"v":0.12513349585586353,"d":"0.12513"},{"v":-0.0452645736482661,"d":"-0.04526"},{"v":0.11665980523535135,"d":"0.11666"},"OK"]
[{"$nulls":13},51.6937370300293,-46.98716354370117,35.030513763427734,null,{"v":3.7105692248434154,"d":"3.71057"},{"v":0.30653186031078,"d":"0.30653"},{"v":-0.25823862680077736,"d":"-0.25824"},{"v":-0.165150213483472,"d":"-0.16515"},"OK"]
[{"$nulls":13},52.224308013916016,-48.07472229003906,34.666297912597656,null,{"v":-0.7541722987467945,"d":"-0.75417"},{"v":1.0978807247664721,"d":"1.09788"},{"v":0.8001777493373485,"d":"0.80018"},{"v":-0.7517031696615158,"d":"-0.75170"},"OK"]
[{"$nulls":13},51.542476654052734,-45.86916732788086,35.22813034057617,null,{"v":2.5661183791124436,"d":"2.56612"},{"v":1.2198812009449516,"d":"1.21988"},{"v":-1.02340015832607,"d":"-1.02340"},{"v":0.6638992847993379,"d":"0.66390"},"OK"]
[{"$nulls":13},53.08946990966797,-46.991859436035156,35.05436706542969,null,{"v":0.618337140265241,"d":"0.61834"},{"v":1.0895003225578217,"d":"1.08950"},{"v":0.887772268027017,"d":"0.88777"},{"v":0.6315626279125165,"d":"0.63156"},"OK"]
[{"$nulls":13},51.436588287353516,-46.88888168334961,34.853515625,null,{"v":3.5577329734747636,"d":"3.55773"},{"v":0.574264780604262,"d":"0.57426"},{"v":-0.5252547042683879,"d":"-0.52525"},{"v":-0.232136886096091,"d":"-0.23214"},"OK"]
[{"$nulls":13},52.91035842895508,-45.82022476196289,35.38894271850586,null,{"v":1.5244558664214358,"d":"1.52446"},{"v":1.4901751848205889,"d":"1.49018"},{"v":0.06903069138573492,"d":"0.06903"},{"v":1.4885754415218206,"d":"1.48858"},"NG"]
[{"$nulls":13},53.54109573364258,-45.91822814941406,35.3511962890625,null,{"v":1.2228985985842011,"d":"1.22290"},{"v":1.8828718482603855,"d":"1.88287"},{"v":0.6419128776544034,"d":"0.64191"},{"v":1.7700718218402671,"d":"1.77007"},"NG"]
[{"$nulls":13},52.51814270019531,-48.37141799926758,34.717124938964844,null,{"v":-0.5986944991861971,"d":"-0.59869"},{"v":1.4660351927838486,"d":"1.46604"},{"v":1.2110507008659872,"d":"1.21105"},{"v":-0.8262054141754198,"d":"-0.82621"},"OK"]
[{"$nulls":13},51.32915115356445,-46.88119125366211,34.91368103027344,null,{"v":3.5771733098754357,"d":"3.57717"},{"v":0.6812882598212633,"d":"0.68129"},{"v":-0.6176731012984129,"d":"-0.61767"},{"v":-0.28746066322661556,"d":"-0.28746"},"OK"]
[{"$nulls":13},53.294002532958984,-46.86811065673828,35.15498733520508,null,{"v":0.7124380394078723,"d":"0.71244"},{"v":1.3007064827124815,"d":"1.30071"},{"v":0.9843362006877491,"d":"0.98434"},{"v":0.8502467866366107,"d":"0.85025"},"OK"]
[{"$nulls":13},53.28135299682617,-48.775108337402344,34.57362747192383,null,{"v":-0.3346940334929226,"d":"-0.33469"},{"v":2.189263600389575,"d":"2.18926"},{"v":2.0677832411102512,"d":"2.06778"},{"v":-0.7191297377902746,"d":"-0.71913"},"OK"]
[{"$nulls":13},52.296356201171875,-46.6407356262207,35.021968841552734,null,{"v":1.491922649356299,"d":"1.49192"},{"v":0.46572297370867927,"d":"0.46572"},{"v":0.036695208807441836,"d":"0.03670"},{"v":0.4642750799802132,"d":"0.46428"},"OK"]
[{"$nulls":13},53.51045608520508,-48.54136657714844,34.59858703613281,null,{"v":-0.1846611136366565,"d":"-0.18466"},{"v":2.158075186475981,"d":"2.15808"},{"v":2.1213847384358977,"d":"2.12138"},{"v":-0.39625156405318784,"d":"-0.39625"},"OK"]
[{"$nulls":13},51.11119079589844,-46.323429107666016,35.209510803222656,null,{"v":3.101820589459078,"d":"3.10182"},{"v":1.1170183407846341,"d":"1.11702"},{"v":-1.1161349978864408,"d":"-1.11613"},{"v":0.044414413677226976,"d":"0.04441"},"OK"]
[{"$nulls":13},51.1790657043457,-46.429508209228516,35.09697723388672,null,{"v":3.1451427880158134,"d":"3.14514"},{"v":0.999696954641291,"d":"0.99970"},{"v":-0.9996906548303954,"d":"-0.99969"},{"v":-3.5490511191978917E-3,"d":"-0.00355"},"OK"]
[{"$nulls":13},52.26020431518555,-47.93533706665039,34.73039627075195,null,{"v":-0.6885987111307081,"d":"-0.68860"},{"v":0.9708561756982013,"d":"0.97086"},{"v":0.7496341981934298,"d":"0.74963"},{"v":-0.6169362064186461,"d":"-0.61694"},"OK"]
[{"$nulls":13},52.49831008911133,-46.91057205200195,35.05552291870117,null,{"v":0.788437444877305,"d":"0.78844"},{"v":0.5062709776328099,"d":"0.50627"},{"v":0.35689796446246774,"d":"0.35690"},{"v":0.35907401152941754,"d":"0.35907"},"OK"]
[{"$nulls":13},51.911102294921875,-46.16278839111328,35.17465591430664,null,{"v":2.287448254552313,"d":"2.28745"},{"v":0.8419180957924859,"d":"0.84192"},{"v":-0.5530255879443158,"d":"-0.55303"},{"v":0.6348139720435345,"d":"0.63481"},"OK"]
[{"$nulls":13},52.219791412353516,-47.261627197265625,34.919803619384766,null,{"v":-0.2612162128027814,"d":"-0.26122"},{"v":0.3416973153149135,"d":"0.34170"},{"v":0.3301057802066764,"d":"0.33011"},{"v":-0.08824527844344329,"d":"-0.08825"},"OK"]
[{"$nulls":13},52.8311882019043,-46.778255462646484,35.06550216674805,null,{"v":0.8715736032699598,"d":"0.87157"},{"v":0.8602583721365477,"d":"0.86026"},{"v":0.5536820732632551,"d":"0.55368"},{"v":0.6583924578683494,"d":"0.65839"},"OK"]
[{"$nulls":13},50.95268630981445,-45.63866424560547,35.352272033691406,null,{"v":2.837418263219691,"d":"2.83742"},{"v":1.7175858062533573,"d":"1.71759"},{"v":-1.6387392610102165,"d":"-1.63874"},{"v":0.514426512017688,"d":"0.51443"},"OK"]
[{"$nulls":13},51.395206451416016,-48.060462951660156,34.633705139160156,null,{"v":-1.4782342222630442,"d":"-1.47823"},{"v":1.2208017481362725,"d":"1.22080"},{"v":0.11283868900018008,"d":"0.11284"},{"v":-1.2155757230700601,"d":"-1.21558"},"NG"]
[{"$nulls":13},52.4163703918457,-47.97108840942383,34.740814208984375,null,{"v":-0.5548743266472054,"d":"-0.55487"},{"v":1.0565874323135993,"d":"1.05659"},{"v":0.8980640869209412,"d":"0.89806"},{"v":-0.5566488102079272,"d":"-0.55665"},"OK"]
[{"$nulls":13},52.76873779296875,-45.386756896972656,35.38478088378906,null,{"v":1.7369762058500424,"d":"1.73698"},{"v":1.7870397599952155,"d":"1.78704"},{"v":-0.2956050953697681,"d":"-0.29561"},{"v":1.7624212695593489,"d":"1.76242"},"NG"]
[{"$nulls":13},51.644981384277344,-46.63423156738281,35.123138427734375,null,{"v":2.9521468355909093,"d":"2.95215"},{"v":0.50973008917354,"d":"0.50973"},{"v":-0.5006103789401359,"d":"-0.50061"},{"v":0.09598964687026688,"d":"0.09599"},"OK"]
[{"$nulls":13},51.800594329833984,-48.32978820800781,34.70823669433594,null,{"v":-1.1087750252639428,"d":"-1.10878"},{"v":1.3446558293671236,"d":"1.34466"},{"v":0.5993916190914566,"d":"0.59939"},{"v":-1.20367312274301,"d":"-1.20367"},"NG"]
[{"$nulls":13},50.9420051574707,-44.59800720214844,35.66844177246094,null,{"v":2.596558328788852,"d":"2.59656"},{"v":2.624675691918788,"d":"2.62468"},{"v":-2.2443851072376613,"d":"-2.24439"},{"v":1.3607563992718024,"d":"1.36076"},"NG"]
[{"$nulls":13},51.71982955932617,-47.429019927978516,34.86772918701172,null,{"v":-1.5384457622740346,"d":"-1.53845"},{"v":0.5123998189207895,"d":"0.51240"},{"v":0.016573532186185395,"d":"0.01657"},{"v":-0.5121317139769137,"d":"-0.51213"},"OK"]
[{"$nulls":13},53.93506622314453,-46.16138458251953,35.22141647338867,null,{"v":1.019810796998113,"d":"1.01981"},{"v":2.1089706271996254,"d":"2.10897"},{"v":1.1041034098959293,"d":"1.10410"},{"v":1.7968619219759103,"d":"1.79686"},"NG"]
[{"$nulls":13},51.47661209106445,-46.663673400878906,34.95088577270508,null,{"v":3.1813057243083787,"d":"3.18131"},{"v":0.6221338155865547,"d":"0.62213"},{"v":-0.6216432877346377,"d":"-0.62164"},{"v":-0.02470035041766843,"d":"-0.02470"},"OK"]
[{"$nulls":13},51.875247955322266,-47.860557556152344,34.79971694946289,null,{"v":-1.1038947315250223,"d":"-1.10389"},{"v":0.8695529771682515,"d":"0.86955"},{"v":0.3914046439058289,"d":"0.39140"},{"v":-0.7764823145642925,"d":"-0.77648"},"OK"]
[{"$nulls":13},52.56266784667969,-47.504634857177734,34.827674865722656,null,{"v":-0.12021290947986008,"d":"-0.12021"},{"v":0.7558117786631462,"d":"0.75581"},{"v":0.750357179901875,"d":"0.75036"},{"v":-0.09063965652877264,"d":"-0.09064"},"OK"]
[{"$nulls":13},48.33659362792969,-46.45158004760742,34.97870635986328,null,{"v":3.603859214784663,"d":"3.60386"},{"v":3.7042287579343216,"d":"3.70423"},{"v":-3.315447580659861,"d":"-3.31545"},{"v":-1.6520042466665519,"d":"-1.65200"},"NG"]
[{"$nulls":13},52.34614181518555,-47.5635871887207,34.805049896240234,null,{"v":-0.4091530982997007,"d":"-0.40915"},{"v":0.6613960050605467,"d":"0.66140"},{"v":0.6068031068026685,"d":"0.60680"},{"v":-0.2631248089494415,"d":"-0.26312"},"OK"]
[{"$nulls":13},53.44334411621094,-47.77040481567383,34.90570831298828,null,{"v":0.1205728466526943,"d":"0.12057"},{"v":1.6360824605789763,"d":"1.63608"},{"v":1.6242043321285564,"d":"1.62420"},{"v":0.19678949491521933,"d":"0.19679"},"OK"]
[{"$nulls":13},50.92154312133789,-47.319786071777344,34.77779769897461,null,{"v":-2.2424645943313637,"d":"-2.24246"},{"v":1.124869935075342,"d":"1.12487"},{"v":-0.6999984013888431,"d":"-0.70000"},{"v":-0.8805308676528428,"d":"-0.88053"},"OK"]
[{"$nulls":13},49.68141174316406,-45.26203155517578,35.504398345947266,null,{"v":3.1092253446822173,"d":"3.10923"},{"v":2.8976517768603984,"d":"2.89765"},{"v":-2.8961340575244527,"d":"-2.89613"},{"v":0.09377281476617909,"d":"0.09377"},"OK"]
[{"$nulls":13},50.67302322387695,-46.19775390625,35.14381790161133,null,{"v":3.2086872199673335,"d":"3.20869"},{"v":1.550634115227396,"d":"1.55063"},{"v":-1.547145194414882,"d":"-1.54715"},{"v":-0.10396108265108656,"d":"-0.10396"},"OK"]
[{"$nulls":13},52.432044982910156,-47.38779830932617,34.879241943359375,null,{"v":-0.1206155614144453,"d":"-0.12062"},{"v":0.5805604154384576,"d":"0.58056"},{"v":0.5763425032619233,"d":"0.57634"},{"v":-0.0698549562153925,"d":"-0.06985"},"OK"]
[{"$nulls":13},51.959529876708984,-47.27024459838867,34.9722900390625,null,{"v":-1.1085801284096988,"d":"-1.10858"},{"v":0.27325807186146317,"d":"0.27326"},{"v":0.12185474946043112,"d":"0.12185"},{"v":-0.24458412432408635,"d":"-0.24458"},"OK"]
[{"$nulls":13},52.5443115234375,-48.91254425048828,34.556007385253906,null,{"v":-0.6826612296709649,"d":"-0.68266"},{"v":1.9884920277996172,"d":"1.98849"},{"v":1.5428642127126342,"d":"1.54286"},{"v":-1.2544602687025432,"d":"-1.25446"},"NG"]
[{"$nulls":13},51.15946960449219,-46.61251449584961,34.97139358520508,null,{"v":3.3204931364175296,"d":"3.32049"},{"v":0.9255465205483742,"d":"0.92555"},{"v":-0.9107747463755289,"d":"-0.91077"},{"v":-0.16469888604296348,"d":"-0.16470"},"OK"]
[{"$nulls":13},50.66394805908203,-46.27195739746094,35.19407272338867,null,{"v":3.2535225568540644,"d":"3.25352"},{"v":1.5215389643195216,"d":"1.52154"},{"v":-1.5120177601553257,"d":"-1.51202"},{"v":-0.16995032485227607,"d":"-0.16995"},"OK"]
[{"$nulls":13},51.69284439086914,-46.872352600097656,34.98070526123047,null,{"v":3.3585939573247376,"d":"3.35859"},{"v":0.3326235513645691,"d":"0.33262"},{"v":-0.3248226858798372,"d":"-0.32482"},{"v":-0.07161459111233374,"d":"-0.07161"},"OK"]
[{"$nulls":13},51.92544937133789,-46.2178955078125,35.17990493774414,null,{"v":2.276694982152848,"d":"2.27669"},{"v":0.7856495611491061,"d":"0.78565"},{"v":-0.5096650073546473,"d":"-0.50967"},{"v":0.5979020097072515,"d":"0.59790"},"OK"]
[{"$nulls":13},52.00310134887695,-45.41987609863281,35.406494140625,null,{"v":2.1796988423913186,"d":"2.17970"},{"v":1.5801269449119326,"d":"1.58013"},{"v":-0.9037813600666932,"d":"-0.90378"},{"v":1.2961405846715532,"d":"1.29614"},"NG"]
[{"$nulls":13},52.954898834228516,-48.25642776489258,34.846214294433594,null,{"v":-0.310053710897939,"d":"-0.31005"},{"v":1.5781135928709118,"d":"1.57811"},{"v":1.5028646920670585,"d":"1.50286"},{"v":-0.481497901700644,"d":"-0.48150"},"OK"]
[{"$nulls":13},51.13127899169922,-47.94245910644531,34.67165756225586,null,{"v":-1.7046389876445327,"d":"-1.70464"},{"v":1.2817586970973993,"d":"1.28176"},{"v":-0.17104225418488528,"d":"-0.17104"},{"v":-1.2702952038279038,"d":"-1.27030"},"NG"]
[{"$nulls":13},51.51142120361328,-46.69197082519531,35.15632629394531,null,{"v":3.189942227810347,"d":"3.18994"},{"v":0.5775735561896437,"d":"0.57757"},{"v":-0.5768985962330618,"d":"-0.57690"},{"v":-0.027914556666266677,"d":"-0.02791"},"OK"]
[{"$nulls":13},53.546607971191406,-47.8388557434082,34.703128814697266,null,{"v":0.11388787936458139,"d":"0.11389"},{"v":1.759453089684896,"d":"1.75945"},{"v":1.7480549692317753,"d":"1.74805"},{"v":0.1999474914716966,"d":"0.19995"},"OK"]
[{"$nulls":13},51.665706634521484,-47.42677688598633,34.8179817199707,null,{"v":-1.6244044221562632,"d":"-1.62440"},{"v":0.542116744451912,"d":"0.54212"},{"v":-0.029047928342938432,"d":"-0.02905"},{"v":-0.5413379558779554,"d":"-0.54134"},"OK"]
[{"$nulls":13},51.20629119873047,-46.47333526611328,35.09440231323242,null,{"v":3.16661673377809,"d":"3.16662"},{"v":0.9525488980271221,"d":"0.95255"},{"v":-0.9522506683446178,"d":"-0.95225"},{"v":-0.023834172314414495,"d":"-0.02383"},"OK"]
[{"$nulls":13},51.11908721923828,-46.105777740478516,35.110599517822266,null,{"v":2.959562141409859,"d":"2.95956"},{"v":1.2552453054017183,"d":"1.25525"},{"v":-1.2345063221233756,"d":"-1.23451"},{"v":0.2272331784103486,"d":"0.22723"},"OK"]
[{"$nulls":13},53.7168083190918,-47.65776443481445,34.81916046142578,null,{"v":0.24498415626034348,"d":"0.24498"},{"v":1.8385007087868033,"d":"1.83850"},{"v":1.783605224715727,"d":"1.78361"},{"v":0.4459117161236499,"d":"0.44591"},"OK"]
[{"$nulls":13},50.33880615234375,-46.37888717651367,35.0126953125,null,{"v":3.394655944395269,"d":"3.39466"},{"v":1.7735123735091716,"d":"1.77351"},{"v":-1.7170260161351378,"d":"-1.71703"},{"v":-0.44403580813402027,"d":"-0.44404"},"OK"]
[{"$nulls":13},49.97377014160156,-46.58685302734375,34.98654556274414,null,{"v":3.551315773699126,"d":"3.55132"},{"v":2.0679211445508208,"d":"2.06792"},{"v":-1.8967616989718692,"d":"-1.89676"},{"v":-0.8237675141650858,"d":"-0.82377"},"NG"]
[{"$nulls":13},53.40336227416992,-48.40342330932617,34.74131393432617,null,{"v":-0.1745546707708081,"d":"-0.17455"},{"v":1.9846971198959802,"d":"1.98470"},{"v":1.9545376162196375,"d":"1.95454"},{"v":-0.34468154070947243,"d":"-0.34468"},"OK"]
[{"$nulls":13},50.69609069824219,-47.10898971557617,34.89967346191406,null,{"v":-2.4473343867328676,"d":"-2.44733"},{"v":1.308456428511061,"d":"1.30846"},{"v":-1.0055860374432495,"d":"-1.00559"},{"v":-0.8371707989479237,"d":"-0.83717"},"OK"]
[{"$nulls":13},51.533145904541016,-47.19493865966797,34.86652755737305,null,{"v":-2.1351770617768846,"d":"-2.13518"},{"v":0.505918795341674,"d":"0.50592"},{"v":-0.27061226496051216,"d":"-0.27061"},{"v":-0.4274609099472281,"d":"-0.42746"},"OK"]
[{"$nulls":13},51.51812744140625,-46.47698974609375,35.068321228027344,null,{"v":2.9261447710021233,"d":"2.92614"},{"v":0.7111546163927835,"d":"0.71115"},{"v":-0.6947132490694399,"d":"-0.69471"},{"v":0.15203417373784586,"d":"0.15203"},"OK"]
[{"$nulls":13},53.495765686035156,-47.350563049316406,35.00975799560547,null,{"v":0.3806501082500666,"d":"0.38065"},{"v":1.5362973146712973,"d":"1.53630"},{"v":1.4263342240362848,"d":"1.42633"},{"v":0.5707715133125058,"d":"0.57077"},"OK"]
[{"$nulls":13},52.11705017089844,-46.58110046386719,35.04604721069336,null,{"$f":"(ATAN2($N835-$A$3, $O835-$A$6))-$C$15","v":{"v":1.9091879810813088,"d":"1.90919"}},{"$f":"SQRT(($N835-$A$3)^2+($O835-$A$6)^2)","v":{"v":0.43494547230617187,"d":"0.43495"}},{"v":-0.14438901634833387,"d":"-0.14439"},{"v":0.4102796312731105,"d":"0.41028"},{"$f":"IF(($T835/$A$9)^2 +($U835/$A$12)^2<=1, \"OK\", \"NG\")","v":"OK"}]
[{"$nulls":13},52.96258544921875,-46.901302337646484,35.01125717163086,null,{"v":0.7130420908386464,"d":"0.71304"},{"v":0.9676321489087221,"d":"0.96763"},{"$f":"$S836*COS($R836)","v":{"v":0.7318931850814683,"d":"0.73189"}},{"$f":"$S836*SIN($R836)","v":{"v":0.6329647235296885,"d":"0.63296"}},"OK"]
[{"$nulls":13},51.597923278808594,-45.816314697265625,35.3287467956543,null,{"v":2.509115094355762,"d":"2.50912"},{"v":1.2501106293578184,"d":"1.25011"},{"v":-1.008295965828447,"d":"-1.00830"},{"v":0.738996502649018,"d":"0.73900"},"OK"]
[{"$nulls":13},52.170753479003906,-46.44157791137695,35.269832611083984,null,{"v":1.8849118447889492,"d":"1.88491"},{"v":0.5839451854875279,"d":"0.58395"},{"v":-0.18042469017660795,"d":"-0.18042"},{"v":0.5553727674533011,"d":"0.55537"},"OK"]
[{"$nulls":13},51.200584411621094,-45.77054214477539,35.33641815185547,null,{"v":2.758189999153017,"d":"2.75819"},{"v":1.46650329038727,"d":"1.46650"},{"v":-1.3600309687005998,"d":"-1.36003"},{"v":0.5485869711285506,"d":"0.54859"},"OK"]
[{"$nulls":13},49.53289031982422,-45.689918518066406,35.36526107788086,null,{"v":3.2643043135849377,"d":"3.26430"},{"v":2.7933749593139776,"d":"2.79337"},{"v":-2.7723698057381196,"d":"-2.77237"},{"v":-0.3419200543313384,"d":"-0.34192"},"OK"]
[{"$nulls":13},53.204952239990234,-47.91407775878906,34.74418258666992,null,{"v":-0.03811770984548557,"d":"-0.03812"},{"v":1.5124311719117398,"d":"1.51243"},{"v":1.511332554092582,"d":"1.51133"},{"v":-0.05763645296435151,"d":"-0.05764"},"OK"]
[{"$nulls":13},51.39918518066406,-46.23571014404297,35.13440704345703,null,{"v":2.847874551287294,"d":"2.84787"},{"v":0.9721715029008486,"d":"0.97217"},{"v":-0.9305373394172427,"d":"-0.93054"},{"v":0.28145637495493675,"d":"0.28146"},"OK"]
[{"$nulls":13},51.7928466796875,-45.30997848510742,35.4161262512207,null,{"v":2.303627536991502,"d":"2.30363"},{"v":1.7026700264338648,"d":"1.70267"},{"v":-1.1390465836839176,"d":"-1.13905"},{"v":1.265566315573504,"d":"1.26557"},"NG"]
[{"$nulls":13},50.90397644042969,-45.82896423339844,35.2154541015625,null,{"v":2.9339839065673363,"d":"2.93398"},{"v":1.6039303007903079,"d":"1.60393"},{"v":-1.5694884612578586,"d":"-1.56949"},{"v":0.330603054692069,"d":"0.33060"},"OK"]
[{"$nulls":13},53.04875946044922,-46.93149185180664,34.967559814453125,null,{"v":0.6760955944645913,"d":"0.67610"},{"v":1.0509946585262075,"d":"1.05099"},{"v":0.8197987964926412,"d":"0.81980"},{"v":0.6576623035569522,"d":"0.65766"},"OK"]
[{"$nulls":13},52.10108947753906,-46.58040237426758,35.06040954589844,null,{"v":1.9452468324394518,"d":"1.94525"},{"v":0.43160311628787645,"d":"0.43160"},{"v":-0.15786365868673338,"d":"-0.15786"},{"v":0.4016967951769652,"d":"0.40170"},"OK"]
[{"$nulls":13},52.54319381713867,-48.97899627685547,34.61514663696289,null,{"v":-0.6920488897288359,"d":"-0.69205"},{"v":2.0521904850148505,"d":"2.05219"},{"v":1.5800639577850317,"d":"1.58006"},{"v":-1.3095356719441393,"d":"-1.30954"},"NG"]
[{"$nulls":13},51.799983978271484,-46.65650177001953,35.119468688964844,null,{"v":2.708958165259335,"d":"2.70896"},{"v":0.3974889217925665,"d":"0.39749"},{"v":-0.36086602373455434,"d":"-0.36087"},{"v":0.16665280034199587,"d":"0.16665"},"OK"]
[{"$nulls":13},51.230892181396484,-46.459571838378906,35.06117248535156,null,{"v":3.139942949766837,"d":"3.13994"},{"v":0.9399943800418241,"d":"0.93999"},{"v":-0.9399931009340909,"d":"-0.93999"},{"v":1.5507116189291635E-3,"d":"0.00155"},"OK"]
[{"$nulls":13},52.003265380859375,-46.35575866699219,35.073516845703125,null,{"v":2.1765930406223886,"d":"2.17659"},{"v":0.644249608356761,"d":"0.64425"},{"v":-0.3668468045303294,"d":"-0.36685"},{"v":0.5296045504654641,"d":"0.52960"},"OK"]
[{"$nulls":13},50.58942794799805,-47.141258239746094,34.97382736206055,null,{"v":-2.4309176561102186,"d":"-2.43092"},{"v":1.4176273855231372,"d":"1.41763"},{"v":-1.0744505822555313,"d":"-1.07445"},{"v":-0.9247828666643405,"d":"-0.92478"},"OK"]
[{"$nulls":13},52.6142578125,-49.12088394165039,34.47246551513672,null,{"v":-0.6780210019998194,"d":"-0.67802"},{"v":2.208044690256015,"d":"2.20804"},{"v":1.7196595959958498,"d":"1.71966"},{"v":-1.3850026094080734,"d":"-1.38500"},"NG"]
[{"$nulls":13},52.42438507080078,-48.81370544433594,34.50035858154297,null,{"v":-0.7300785060445261,"d":"-0.73008"},{"v":1.8626943192946084,"d":"1.86269"},{"v":1.3879346036648859,"d":"1.38793"},{"v":-1.2422832459153592,"d":"-1.24228"},"NG"]
[{"$nulls":13},53.79951095581055,-47.14072799682617,35.05580520629883,null,{"v":0.5328206132107426,"d":"0.53282"},{"v":1.8050052767714821,"d":"1.80501"},{"v":1.554791341087024,"d":"1.55479"},{"v":0.9168794549196246,"d":"0.91688"},"NG"]
[{"$nulls":13},53.285552978515625,-49.26434326171875,34.45099639892578,null,{"v":-0.4435717661114791,"d":"-0.44357"},{"v":2.603823509276599,"d":"2.60382"},{"v":2.3518372891250214,"d":"2.35184"},{"v":-1.1174785156514524,"d":"-1.11748"},"NG"]
[{"$nulls":13},52.125885009765625,-47.097225189208984,34.967552185058594,null,{"v":-0.04677666192510399,"d":"-0.04678"},{"v":0.1590590239515329,"d":"0.15906"},{"v":0.15888504064489686,"d":"0.15889"},{"v":-0.007437537205539762,"d":"-0.00744"},"OK"]
[{"$nulls":13},51.02585220336914,-46.49894714355469,35.11225509643555,null,{"v":3.2773963485413162,"d":"3.27740"},{"v":1.0954532827249024,"d":"1.09545"},{"v":-1.0853672708732,"d":"-1.08537"},{"v":-0.14830975001673477,"d":"-0.14831"},"OK"]
[{"$nulls":13},51.48483657836914,-45.82224655151367,35.40650177001953,null,{"v":2.593998092176528,"d":"2.59400"},{"v":1.285494666036329,"d":"1.28549"},{"v":-1.0975287958547737,"d":"-1.09753"},{"v":0.669273545478546,"d":"0.66927"},"OK"]
[{"$nulls":13},51.57966995239258,-46.963531494140625,34.953895568847656,null,{"v":3.665913019051767,"d":"3.66591"},{"v":0.4219091144325669,"d":"0.42191"},{"v":-0.3652316934035765,"d":"-0.36523"},{"v":-0.2112181596710585,"d":"-0.21122"},"OK"]
[{"$nulls":13},52.351280212402344,-45.20222473144531,35.4178352355957,null,{"v":1.988695688487417,"d":"1.98870"},{"v":1.831773376772442,"d":"1.83177"},{"v":-0.7434096277899914,"d":"-0.74341"},{"v":1.6741373387991385,"d":"1.67414"},"NG"]
[{"$nulls":13},51.842987060546875,-45.9030876159668,35.31001663208008,null,{"v":2.3238366133416277,"d":"2.32384"},{"v":1.108092884825598,"d":"1.10809"},{"v":-0.7577805665559456,"d":"-0.75778"},{"v":0.8084790995141841,"d":"0.80848"},"OK"]
[{"$nulls":13},51.620914459228516,-45.42320251464844,35.34113693237305,null,{"v":2.4175987707267135,"d":"2.41760"},{"v":1.6217262891847748,"d":"1.62173"},{"v":-1.2149425781785996,"d":"-1.21494"},{"v":1.0742023500075566,"d":"1.07420"},"NG"]
[{"$nulls":13},52.567020416259766,-46.792144775390625,35.09967803955078,null,{"v":0.9622287843935586,"d":"0.96223"},{"v":0.6039171688673965,"d":"0.60392"},{"v":0.3452550741243905,"d":"0.34526"},{"v":0.4954945818514801,"d":"0.49549"},"OK"]
[{"$nulls":13},51.276771545410156,-46.732666015625,34.981937408447266,null,{"v":3.3983948811855145,"d":"3.39839"},{"v":0.771055676803061,"d":"0.77106"},{"v":-0.7457705411385775,"d":"-0.74577"},{"v":-0.1958396198426142,"d":"-0.19584"},"OK"]
[{"$nulls":13},52.27825164794922,-46.68754196166992,34.96908187866211,null,{"v":1.454106084202592,"d":"1.45411"},{"v":0.41839455697168976,"d":"0.41839"},{"v":0.04871183810977866,"d":"0.04871"},{"v":0.4155492294921304,"d":"0.41555"},"OK"]
[{"$nulls":13},54.280460357666016,-47.87858581542969,34.784584045410156,null,{"v":0.24312400054493244,"d":"0.24312"},{"v":2.4438519754601464,"d":"2.44385"},{"v":2.37197988494486,"d":"2.37198"},{"v":0.5883229583973658,"d":"0.58832"},"OK"]
[{"$nulls":13},50.14310836791992,-45.85871124267578,35.278472900390625,null,{"v":3.2013553367944043,"d":"3.20136"},{"v":2.179584033911901,"d":"2.17958"},{"v":-2.1756929147150577,"d":"-2.17569"},{"v":-0.1301802663323914,"d":"-0.13018"},"OK"]
[{"$nulls":13},50.89908981323242,-45.96587371826172,35.14970779418945,null,{"v":2.9983295158169705,"d":"2.99833"},{"v":1.510437157219878,"d":"1.51044"},{"v":-1.4949632974856386,"d":"-1.49496"},{"v":0.21565051607017535,"d":"0.21565"},"OK"]
[{"$nulls":13},52.68075942993164,-46.047508239746094,35.33061599731445,null,{"v":1.561128379254623,"d":"1.56113"},{"v":1.1707578548924782,"d":"1.17076"},{"v":0.011318649197341721,"d":"0.01132"},{"v":1.1707031404129675,"d":"1.17070"},"NG"]
[{"$nulls":13},50.27317810058594,-45.87185287475586,35.13797378540039,null,{"v":3.1737604730559665,"d":"3.17376"},{"v":2.0626754006611434,"d":"2.06268"},{"v":-2.0616082968052405,"d":"-2.06161"},{"v":-0.06634032737637491,"d":"-0.06634"},"OK"]
[{"$nulls":13},51.58641815185547,-48.5035400390625,34.70127487182617,null,{"v":-1.228364287120239,"d":"-1.22836"},{"v":1.5593853257545776,"d":"1.55939"},{"v":0.5236087211281695,"d":"0.52361"},{"v":-1.468848699266617,"d":"-1.46885"},"NG"]
[{"$nulls":13},51.89249038696289,-47.20936965942383,34.9272575378418,null,{"v":-1.4343138255611885,"d":"-1.43431"},{"v":0.23535923857507438,"d":"0.23536"},{"v":0.03202278383228496,"d":"0.03202"},{"v":-0.23317056524842394,"d":"-0.23317"},"OK"]
[{"$nulls":13},48.76340866088867,-45.61363983154297,35.32828903198242,null,{"v":3.347761995675964,"d":"3.34776"},{"v":3.521010936236164,"d":"3.52101"},{"v":-3.4464439368837105,"d":"-3.44644"},{"v":-0.7207927600997264,"d":"-0.72079"},"NG"]
[{"$nulls":13},52.700340270996094,-46.19573211669922,35.33657455444336,null,{"v":1.4652267405506327,"d":"1.46523"},{"v":1.066453619848515,"d":"1.06645"},{"v":0.11237605830909553,"d":"0.11238"},{"v":1.0605163576328804,"d":"1.06052"},"NG"]
[{"$nulls":13},52.54976272583008,-46.471256256103516,35.18347930908203,null,{"v":1.376776896890601,"d":"1.37678"},{"v":0.762764053572131,"d":"0.76276"},{"v":0.14706430837054146,"d":"0.14706"},{"v":0.7484524638380736,"d":"0.74845"},"OK"]
[{"$nulls":13},52.96464157104492,-48.032100677490234,34.65705108642578,null,{"v":-0.20830466421997929,"d":"-0.20830"},{"v":1.4127155301276388,"d":"1.41272"},{"v":1.3821767434779413,"d":"1.38218"},{"v":-0.29215170520215816,"d":"-0.29215"},"OK"]
[{"$nulls":13},54.79072189331055,-47.54192352294922,34.9925422668457,null,{"v":0.4190647421726471,"d":"0.41906"},{"v":2.8428524039296335,"d":"2.84285"},{"v":2.5968601070153974,"d":"2.59686"},{"v":1.1567745567397627,"d":"1.15677"},"NG"]
[{"$nulls":13},52.95127487182617,-48.38478469848633,34.74515914916992,null,{"v":-0.3580187736238446,"d":"-0.35802"},{"v":1.680045399068064,"d":"1.68005"},{"v":1.573518628408403,"d":"1.57352"},{"v":-0.5887203656928373,"d":"-0.58872"},"OK"]
[{"$nulls":13},53.07771301269531,-47.692291259765625,34.817378997802734,null,{"v":0.039872034069113216,"d":"0.03987"},{"v":1.2809108189412262,"d":"1.28091"},{"v":1.2798927711995567,"d":"1.27989"},{"v":0.05105898855051372,"d":"0.05106"},"OK"]
[{"$nulls":13},52.169010162353516,-45.70885467529297,35.50026321411133,null,{"v":2.0515021994201756,"d":"2.05150"},{"v":1.3021600072539423,"d":"1.30216"},{"v":-0.6021255141592768,"d":"-0.60213"},{"v":1.15458457883778,"d":"1.15458"},"NG"]
[{"$nulls":13},53.33286666870117,-45.874847412109375,35.20407485961914,null,{"v":1.3119590347305676,"d":"1.31196"},{"v":1.7442768996267566,"d":"1.74428"},{"v":0.4464594447177613,"d":"0.44646"},{"v":1.6861719564723636,"d":"1.68617"},"NG"]
[{"$nulls":13},51.7274284362793,-47.13846969604492,34.955780029296875,null,{"v":-2.06069056267905,"d":"-2.06069"},{"v":0.30572718896415213,"d":"0.30573"},{"v":-0.1438545988368022,"d":"-0.14385"},{"v":-0.26976836075682614,"d":"-0.26977"},"OK"]
[{"$nulls":13},51.39665222167969,-48.002655029296875,34.702178955078125,null,{"v":-1.5016364439684973,"d":"-1.50164"},{"v":1.1701904329545574,"d":"1.17019"},{"v":0.08086573256525016,"d":"0.08087"},{"v":-1.16739298553446,"d":"-1.16739"},"NG"]
[{"$nulls":13},50.96902084350586,-46.41831588745117,35.047000885009766,null,{"v":3.238773801450999,"d":"3.23877"},{"v":1.1837543782039783,"d":"1.18375"},{"v":-1.1781689840192935,"d":"-1.17817"},{"v":-0.11485762060931555,"d":"-0.11486"},"OK"]
[{"$nulls":13},50.02577590942383,-46.05561065673828,35.2724609375,null,{"v":3.3062718721298676,"d":"3.30627"},{"v":2.1884770941176455,"d":"2.18848"},{"v":-2.158869173716009,"d":"-2.15887"},{"v":-0.35876995729348915,"d":"-0.35877"},"OK"]
[{"$nulls":13},50.26243591308594,-45.991127014160156,35.191444396972656,null,{"v":3.2264066205248794,"d":"3.22641"},{"v":2.009217175342402,"d":"2.00922"},{"v":-2.0019949458276463,"d":"-2.00199"},{"v":-0.17020544812508007,"d":"-0.17021"},"OK"]
[{"$nulls":13},50.922645568847656,-46.528846740722656,35.141319274902344,null,{"v":3.340194942759924,"d":"3.34019"},{"v":1.175873277207733,"d":"1.17587"},{"v":-1.1527594921337256,"d":"-1.15276"},{"v":-0.2319989597969116,"d":"-0.23200"},"OK"]
[{"$nulls":13},52.345157623291016,-46.45500183105469,35.10856628417969,null,{"v":1.6171024957464484,"d":"1.61710"},{"v":0.645102153980008,"d":"0.64510"},{"v":-0.029861534840732534,"d":"-0.02986"},{"v":0.6444106437719676,"d":"0.64441"},"OK"]
[{"$nulls":13},51.72888946533203,-47.46854782104492,34.94926452636719,null,{"v":-1.484480670495831,"d":"-1.48448"},{"v":0.541329827936625,"d":"0.54133"},{"v":0.04666724075344599,"d":"0.04667"},{"v":-0.5393145197881807,"d":"-0.53931"},"OK"]
[{"$nulls":13},51.6943473815918,-47.08076095581055,34.90460205078125,null,{"v":-2.272406298664502,"d":"-2.27241"},{"v":0.3161421438581445,"d":"0.31614"},{"v":-0.20405338598124484,"d":"-0.20405"},{"v":-0.24147064167888574,"d":"-0.24147"},"OK"]
[{"$nulls":13},52.11742401123047,-45.23670196533203,35.48069381713867,null,{"v":2.1151663441124358,"d":"2.11517"},{"v":1.7672035416095606,"d":"1.76720"},{"v":-0.915198084101605,"d":"-0.91520"},{"v":1.5117608356926453,"d":"1.51176"},"NG"]
[{"$nulls":13},52.18634033203125,-47.77468490600586,34.8510627746582,null,{"v":-0.7238784788657349,"d":"-0.72388"},{"v":0.7967806617475249,"d":"0.79678"},{"v":0.5969820715986739,"d":"0.59698"},{"v":-0.5277043008395702,"d":"-0.52770"},"OK"]
[{"$nulls":13},53.34260940551758,-48.517417907714844,34.676475524902344,null,{"v":-0.23557825307512736,"d":"-0.23558"},{"v":2.0261187335489397,"d":"2.02612"},{"v":1.970156395173693,"d":"1.97016"},{"v":-0.47290686291717005,"d":"-0.47291"},"OK"]
[{"$nulls":13},54.374755859375,-47.359561920166016,35.01953125,null,{"v":0.460596547754004,"d":"0.46060"},{"v":2.4018222594666256,"d":"2.40182"},{"v":2.151522361710655,"d":"2.15152"},{"v":1.0675681210716113,"d":"1.06757"},"NG"]
[{"$nulls":13},52.599342346191406,-47.396671295166016,34.90226364135742,null,{"v":0.026208654619580662,"d":"0.02621"},{"v":0.7187206441635747,"d":"0.71872"},{"v":0.7184738159957282,"d":"0.71847"},{"v":0.018834544736737985,"d":"0.01883"},"OK"]
[{"$nulls":13},52.64820098876953,-47.304813385009766,34.93071365356445,null,{"v":0.17130355791389829,"d":"0.17130"},{"v":0.7162930416546776,"d":"0.71629"},{"v":0.705808940186708,"d":"0.70581"},{"v":0.12210430572025513,"d":"0.12210"},"OK"]
[{"$nulls":13},51.50763702392578,-44.79676055908203,35.57670211791992,null,{"v":2.401521441631173,"d":"2.40152"},{"v":2.2575839595074165,"d":"2.25758"},{"v":-1.6670463653332073,"d":"-1.66705"},{"v":1.5223802908782442,"d":"1.52238"},"NG"]
[{"$nulls":13},51.31320571899414,-47.00925827026367,35.03037643432617,null,{"v":-2.517247819285852,"d":"-2.51725"},{"v":0.6868566808225938,"d":"0.68686"},{"v":-0.5572786136273262,"d":"-0.55728"},{"v":-0.4015129472186865,"d":"-0.40151"},"OK"]
[{"$nulls":13},51.52507019042969,-48.1020622253418,34.795166015625,null,{"$f":"(ATAN2($N899-$A$3, $O899-$A$6))-$C$15","v":{"v":-1.366827636380754,"d":"-1.36683"}},{"$f":"SQRT(($N899-$A$3)^2+($O899-$A$6)^2)","v":{"v":1.2000414461775089,"d":"1.20004"}},{"v":0.2430771994453484,"d":"0.24308"},{"v":-1.1751650725126292,"d":"-1.17517"},{"$f":"IF(($T899/$A$9)^2 +($U899/$A$12)^2<=1, \"OK\", \"NG\")","v":"NG"}]
[{"$nulls":13},53.58148956298828,-48.96862030029297,34.55734634399414,null,{"v":-0.283151279018532,"d":"-0.28315"},{"v":2.5251881364695272,"d":"2.52519"},{"$f":"$S900*COS($R900)","v":{"v":2.424634624913922,"d":"2.42463"}},{"$f":"$S900*SIN($R900)","v":{"v":-0.7054941957486026,"d":"-0.70549"}},"NG"]
[{"$nulls":13},51.17368698120117,-45.80830383300781,35.25925827026367,null,{"v":2.7879390924675826,"d":"2.78794"},{"v":1.4501492886804117,"d":"1.45015"},{"v":-1.3604048392482482,"d":"-1.36040"},{"v":0.5022266747298992,"d":"0.50223"},"OK"]
[{"$nulls":13},52.10533905029297,-46.819339752197266,34.905155181884766,null,{"v":1.6537775037198152,"d":"1.65378"},{"v":0.20912780937209186,"d":"0.20913"},{"v":-0.017333762734043,"d":"-0.01733"},{"v":0.20840820838501034,"d":"0.20841"},"OK"]
[{"$nulls":13},52.18331527709961,-46.62759780883789,35.060707092285156,null,{"v":1.7242325103637224,"d":"1.72423"},{"v":0.4150757554958454,"d":"0.41508"},{"v":-0.06343803771053572,"d":"-0.06344"},{"v":0.4101993395556403,"d":"0.41020"},"OK"]
[{"$nulls":13},53.162635803222656,-49.78156280517578,34.33684539794922,null,{"v":-0.5640219940603559,"d":"-0.56402"},{"v":3.0147659362001145,"d":"3.01477"},{"v":2.5478143762527568,"d":"2.54781"},{"v":-1.6116623573913764,"d":"-1.61166"},"NG"]
[{"$nulls":13},51.201656341552734,-48.013240814208984,34.83121109008789,null,{"v":-1.6272571438925556,"d":"-1.62726"},{"v":1.2899649392761998,"d":"1.28996"},{"v":-0.07279378448280827,"d":"-0.07279"},{"v":-1.2879093949119713,"d":"-1.28791"},"NG"]
[{"$nulls":13},52.741676330566406,-48.421607971191406,34.604915618896484,null,{"v":-0.47906159933605363,"d":"-0.47906"},{"v":1.603450343190395,"d":"1.60345"},{"v":1.4229465163884374,"d":"1.42295"},{"v":-0.7391050091667668,"d":"-0.73911"},"OK"]
[{"$nulls":13},51.10643768310547,-47.07952117919922,34.912872314453125,null,{"v":-2.4419678087902037,"d":"-2.44197"},{"v":0.8970937699678652,"d":"0.89709"},{"v":-0.6863519240042425,"d":"-0.68635"},{"v":-0.5776662258872606,"d":"-0.57767"},"OK"]
[{"$nulls":13},53.232818603515625,-46.824119567871094,35.03535079956055,null,{"v":0.752574278744062,"d":"0.75257"},{"v":1.2453014235838915,"d":"1.24530"},{"v":0.9089850078229442,"d":"0.90899"},{"v":0.8511885168005902,"d":"0.85119"},"OK"]
[{"$nulls":13},52.153541564941406,-47.57426452636719,34.82910919189453,null,{"v":-0.6986714277118284,"d":"-0.69867"},{"v":0.5944365049426106,"d":"0.59444"},{"v":0.4551584873615967,"d":"0.45516"},{"v":-0.38234213708547676,"d":"-0.38234"},"OK"]
[{"$nulls":13},50.83639907836914,-46.96744155883789,34.8701286315918,null,{"v":3.724484428010027,"d":"3.72448"},{"v":1.1640563375159692,"d":"1.16406"},{"v":-0.9718408283453814,"d":"-0.97184"},{"v":-0.6407437563270162,"d":"-0.64074"},"OK"]
[{"$nulls":13},52.75665283203125,-47.46344757080078,34.913299560546875,null,{"v":0.061307424370368624,"d":"0.06131"},{"v":0.8873033072755089,"d":"0.88730"},{"v":0.8856363202709148,"d":"0.88564"},{"v":0.05436420990918374,"d":"0.05436"},"OK"]
[{"$nulls":13},53.244667053222656,-47.299964904785156,34.892967224121094,null,{"v":0.3743748251440351,"d":"0.37437"},{"v":1.2803027054102238,"d":"1.28030"},{"v":1.191624362223545,"d":"1.19162"},{"v":0.46819482786129535,"d":"0.46819"},"OK"]
[{"$nulls":13},52.190704345703125,-48.59184646606445,34.639400482177734,null,{"v":-0.8406986226842659,"d":"-0.84070"},{"v":1.603229028863919,"d":"1.60323"},{"v":1.0692614778607648,"d":"1.06926"},{"v":-1.1945807678658478,"d":"-1.19458"},"NG"]
[{"$nulls":13},51.207244873046875,-46.526763916015625,35.058677673339844,null,{"v":3.2142832093512235,"d":"3.21428"},{"v":0.9232621959634932,"d":"0.92326"},{"v":-0.9208240494687137,"d":"-0.92082"},{"v":-0.06705335498967675,"d":"-0.06705"},"OK"]
[{"$nulls":13},53.077964782714844,-47.82059097290039,34.78901672363281,null,{"v":-0.03979136942768824,"d":"-0.03979"},{"v":1.3547610924362532,"d":"1.35476"},{"v":1.353688701370447,"d":"1.35369"},{"v":-0.05389357439493797,"d":"-0.05389"},"OK"]
[{"$nulls":13},51.99098587036133,-47.690818786621094,34.854576110839844,null,{"v":-0.972978820181063,"d":"-0.97298"},{"v":0.6908775944273943,"d":"0.69088"},{"v":0.3888534350734767,"d":"0.38885"},{"v":-0.5710559136488655,"d":"-0.57106"},"OK"]
[{"$nulls":13},49.002647399902344,-45.48665237426758,35.27286148071289,null,{"v":3.284902145396572,"d":"3.28490"},{"v":3.357728941654186,"d":"3.35773"},{"v":-3.3233080479528394,"d":"-3.32331"},{"v":-0.4795490215129506,"d":"-0.47955"},"NG"]
[{"$nulls":13},50.633697509765625,-46.20530700683594,35.1759033203125,null,{"v":3.2256495372695664,"d":"3.22565"},{"v":1.580607303603495,"d":"1.58061"},{"v":-1.5750266530048178,"d":"-1.57503"},{"v":-0.1327045233937134,"d":"-0.13270"},"OK"]
[{"$nulls":13},50.44493103027344,-47.284568786621094,34.779052734375,null,{"v":-2.3497356512261147,"d":"-2.34974"},{"v":1.5808918036745696,"d":"1.58089"},{"v":-1.1106159750350215,"d":"-1.11062"},{"v":-1.1250560212373615,"d":"-1.12506"},"NG"]
[{"$nulls":13},53.14873123168945,-47.597198486328125,34.993797302246094,null,{"v":0.1314430863633046,"d":"0.13144"},{"v":1.2946928109522242,"d":"1.29469"},{"v":1.2835245163593518,"d":"1.28352"},{"v":0.1696888052756092,"d":"0.16969"},"OK"]
[{"$nulls":13},52.24843215942383,-46.454830169677734,35.07773208618164,null,{"v":1.754080269909569,"d":"1.75408"},{"v":0.5991065695930852,"d":"0.59911"},{"v":-0.10919285722319205,"d":"-0.10919"},{"v":0.589071813670481,"d":"0.58907"},"OK"]
[{"$nulls":13},53.43620300292969,-47.68375778198242,34.77424621582031,null,{"v":0.16653026585198455,"d":"0.16653"},{"v":1.5906614253340567,"d":"1.59066"},{"v":1.5686559777806153,"d":"1.56866"},{"v":0.2636706153876735,"d":"0.26367"},"OK"]
[{"$nulls":13},51.08131408691406,-47.355491638183594,34.874427795410156,null,{"v":-2.161515613068956,"d":"-2.16152"},{"v":0.985067567084105,"d":"0.98507"},{"v":-0.5486418167819035,"d":"-0.54864"},{"v":-0.8181382942994724,"d":"-0.81814"},"OK"]
[{"$nulls":13},53.56660461425781,-46.90723419189453,35.15617752075195,null,{"v":0.6700107374624623,"d":"0.67001"},{"v":1.5693487542822755,"d":"1.56935"},{"v":1.2300790907334946,"d":"1.23008"},{"v":0.9745567931668162,"d":"0.97456"},"NG"]
[{"$nulls":13},51.97596740722656,-47.66023254394531,34.88983917236328,null,{"v":-0.9963152190611309,"d":"-0.99632"},{"v":0.660669794678032,"d":"0.66067"},{"v":0.3590074822192117,"d":"0.35901"},{"v":-0.5546153669981885,"d":"-0.55462"},"OK"]
[{"$nulls":13},53.05746078491211,-48.28059768676758,34.78567123413086,null,{"v":-0.2696815817221797,"d":"-0.26968"},{"v":1.660769022766684,"d":"1.66077"},{"v":1.6007418212917368,"d":"1.60074"},{"v":-0.44246962443654786,"d":"-0.44247"},"OK"]
[{"$nulls":13},50.3423957824707,-44.95273208618164,35.533203125,null,{"v":2.862268975828684,"d":"2.86227"},{"v":2.6341901322647705,"d":"2.63419"},{"v":-2.5320945176749534,"d":"-2.53209"},{"v":0.7262609768406497,"d":"0.72626"},"NG"]
[{"$nulls":13},51.73912811279297,-45.74292755126953,35.32829284667969,null,{"v":2.3862805396969127,"d":"2.38628"},{"v":1.2838556316393892,"d":"1.28386"},{"v":-0.9347208750810722,"d":"-0.93472"},{"v":0.8801034987885515,"d":"0.88010"},"OK"]
[{"$nulls":13},51.78812026977539,-47.97260665893555,34.72379684448242,null,{"v":-1.1744271448474064,"d":"-1.17443"},{"v":0.9954178685787294,"d":"0.99542"},{"v":0.3843025472466595,"d":"0.38430"},{"v":-0.9182419535533919,"d":"-0.91824"},"OK"]
[{"$nulls":13},52.718013763427734,-47.12062072753906,35.0266227722168,null,{"v":0.4444271091664309,"d":"0.44443"},{"v":0.7280749442081572,"d":"0.72807"},{"v":0.6573476491913871,"d":"0.65735"},{"v":0.3130290601306344,"d":"0.31303"},"OK"]
[{"$nulls":13},52.53253936767578,-48.318153381347656,34.6627197265625,null,{"v":-0.5759776760563642,"d":"-0.57598"},{"v":1.4216632916702818,"d":"1.42166"},{"v":1.1922924307334533,"d":"1.19229"},{"v":-0.7743160042892658,"d":"-0.77432"},"OK"]
[{"$nulls":13},51.22518539428711,-47.03476333618164,35.06630325317383,null,{"v":-2.485890834265109,"d":"-2.48589"},{"v":0.775594070869872,"d":"0.77559"},{"v":-0.6147515377319447,"d":"-0.61475"},{"v":-0.4728918582770372,"d":"-0.47289"},"OK"]
[{"$nulls":13},50.461605072021484,-46.027748107910156,35.12847137451172,null,{"v":3.188847062157773,"d":"3.18885"},{"v":1.8198716152801284,"d":"1.81987"},{"v":-1.8178401256778718,"d":"-1.81784"},{"v":-0.08596495552120521,"d":"-0.08596"},"OK"]
[{"$nulls":13},51.38909912109375,-46.2815055847168,35.167781829833984,null,{"v":2.88630155889076,"d":"2.88630"},{"v":0.9430981436953317,"d":"0.94310"},{"v":-0.9125321700702647,"d":"-0.91253"},{"v":0.23815782000269092,"d":"0.23816"},"OK"]
[{"$nulls":13},53.82350158691406,-50.159690856933594,34.16065979003906,null,{"v":-0.4365095905438521,"d":"-0.43651"},{"v":3.648123400992331,"d":"3.64812"},{"v":3.3060492743758285,"d":"3.30605"},{"v":-1.5423496828757444,"d":"-1.54235"},"NG"]
[{"$nulls":13},52.3412971496582,-47.24613952636719,34.9033317565918,null,{"v":-0.013940003317390093,"d":"-0.01394"},{"v":0.42079497478591316,"d":"0.42079"},{"v":0.4207540902313488,"d":"0.42075"},{"v":-0.005865693366284048,"d":"-0.00587"},"OK"]
[{"$nulls":13},49.82908248901367,-44.23748779296875,35.66233825683594,null,{"v":2.8477141027397224,"d":"2.84771"},{"v":3.513453647553037,"d":"3.51345"},{"v":-3.3628234241924675,"d":"-3.36282"},{"v":1.0177303921993235,"d":"1.01773"},"NG"]
[{"$nulls":13},51.12697219848633,-47.508506774902344,34.8397216796875,null,{"v":-2.0033022536371528,"d":"-2.00330"},{"v":1.010325037964208,"d":"1.01033"},{"v":-0.4234750045221985,"d":"-0.42348"},{"v":-0.9172925394236574,"d":"-0.91729"},"OK"]
[{"$nulls":13},54.063453674316406,-46.22499465942383,35.20587921142578,null,{"v":0.9701499998558162,"d":"0.97015"},{"v":2.204194715530247,"d":"2.20419"},{"v":1.2457574942112064,"d":"1.24576"},{"v":1.8183956141577338,"d":"1.81840"},"NG"]
[{"$nulls":13},51.827518463134766,-45.47748565673828,35.38804244995117,null,{"v":2.2944679180489893,"d":"2.29447"},{"v":1.5322531794703693,"d":"1.53225"},{"v":-1.0145669548266736,"d":"-1.01457"},{"v":1.1482393914906361,"d":"1.14824"},"NG"]
[{"$nulls":13},52.20317840576172,-47.07878875732422,35.00446701049805,null,{"v":0.24093652116767317,"d":"0.24094"},{"v":0.2179200147957233,"d":"0.21792"},{"v":0.21162538108564297,"d":"0.21163"},{"v":0.051998374291170414,"d":"0.05200"},"OK"]
[{"$nulls":13},51.97013854980469,-47.22773361206055,34.972076416015625,null,{"v":-1.0903117199104082,"d":"-1.09031"},{"v":0.2296830517689775,"d":"0.22968"},{"v":0.10616156567011595,"d":"0.10616"},{"v":-0.20367627806001476,"d":"-0.20368"},"OK"]
[{"$nulls":13},50.82966232299805,-47.74372100830078,34.91773986816406,null,{"v":-1.9646305428346593,"d":"-1.96463"},{"v":1.3866546853482515,"d":"1.38665"},{"v":-0.5321036550440108,"d":"-0.53210"},{"v":-1.280498698432397,"d":"-1.28050"},"NG"]
[{"$nulls":13},51.10432052612305,-47.18825149536133,34.90951156616211,null,{"v":-2.3235654139017834,"d":"-2.32357"},{"v":0.9152487888166101,"d":"0.91525"},{"v":-0.6257210502068888,"d":"-0.62572"},{"v":-0.6679472380048141,"d":"-0.66795"},"OK"]
[{"$nulls":13},52.83935546875,-46.67354202270508,34.982948303222656,null,{"v":0.981799951596291,"d":"0.98180"},{"v":0.9006066921026203,"d":"0.90061"},{"v":0.5003111448765155,"d":"0.50031"},{"v":0.7488532380729713,"d":"0.74885"},"OK"]
[{"$nulls":13},52.58549880981445,-48.1895751953125,34.74320983886719,null,{"v":-0.5025497631491482,"d":"-0.50255"},{"v":1.3258574590041396,"d":"1.32586"},{"v":1.1619248482872242,"d":"1.16192"},{"v":-0.6386146322545584,"d":"-0.63861"},"OK"]
[{"$nulls":13},51.54350280761719,-47.011314392089844,35.01777648925781,null,{"v":-2.505947249617818,"d":"-2.50595"},{"v":0.4566373858125868,"d":"0.45664"},{"v":-0.36745093965819503,"d":"-0.36745"},{"v":-0.2711042402214741,"d":"-0.27110"},"OK"]
[{"$nulls":13},52.810176849365234,-47.90657043457031,34.6994743347168,null,{"v":-0.2306229956909478,"d":"-0.23062"},{"v":1.2158357126209045,"d":"1.21584"},{"v":1.1836454615552052,"d":"1.18365"},{"v":-0.2779206746972018,"d":"-0.27792"},"OK"]
[{"$nulls":13},54.07191848754883,-45.88494873046875,35.205223083496094,null,{"v":1.104583151678825,"d":"1.10458"},{"v":2.3529100179840867,"d":"2.35291"},{"v":1.0576491311493348,"d":"1.05765"},{"v":2.1018001494216647,"d":"2.10180"},"NG"]
[{"$nulls":13},53.353981018066406,-46.78963851928711,35.06787872314453,null,{"v":0.764998113761169,"d":"0.76500"},{"v":1.370224999717879,"d":"1.37022"},{"v":0.9884579304247579,"d":"0.98846"},{"v":0.9489296441951143,"d":"0.94893"},"NG"]
[{"$nulls":13},51.61785888671875,-47.31841278076172,34.70587158203125,null,{"v":-1.8360480547944824,"d":"-1.83605"},{"v":0.4974118307923963,"d":"0.49741"},{"v":-0.1303976060732735,"d":"-0.13040"},{"v":-0.48001561822778527,"d":"-0.48002"},"OK"]
[{"$nulls":13},50.463600158691406,-47.77824401855469,34.86099624633789,null,{"v":-2.061863554599489,"d":"-2.06186"},{"v":1.722262530739498,"d":"1.72226"},{"v":-0.8121626400791023,"d":"-0.81216"},{"v":-1.518742924542848,"d":"-1.51874"},"NG"]
[{"$nulls":13},52.14698791503906,-47.54499816894531,34.93623733520508,null,{"v":-0.6964956261948443,"d":"-0.69650"},{"v":0.5644718339485807,"d":"0.56447"},{"v":0.4330035586515224,"d":"0.43300"},{"v":-0.36212755973053423,"d":"-0.36213"},"OK"]
[{"$nulls":13},51.775291442871094,-46.30848693847656,35.18277359008789,null,{"v":2.4958500553333094,"d":"2.49585"},{"v":0.7271067665098933,"d":"0.72711"},{"v":-0.5807060714601882,"d":"-0.58071"},{"v":0.4375668045838798,"d":"0.43757"},"OK"]
[{"$nulls":13},51.8857536315918,-46.54261016845703,35.125797271728516,null,{"v":2.42643220429031,"d":"2.42643"},{"v":0.4714421392847358,"d":"0.47144"},{"v":-0.3559331758337941,"d":"-0.35593"},{"v":0.3091427906877947,"d":"0.30914"},"OK"]
[{"$nulls":13},52.29338836669922,-47.58517837524414,34.87385940551758,null,{"v":-0.4951915152231512,"d":"-0.49519"},{"v":0.6546071070251281,"d":"0.65461"},{"v":0.5759742074545028,"d":"0.57597"},{"v":-0.31106940851675674,"d":"-0.31107"},"OK"]
[{"$nulls":13},52.33462142944336,-47.01873779296875,34.956321716308594,null,{"v":0.5549266671665589,"d":"0.55493"},{"v":0.33514564882757597,"d":"0.33515"},{"v":0.2848533845075318,"d":"0.28485"},{"v":0.17658186561099962,"d":"0.17658"},"OK"]
[{"$nulls":13},53.870201110839844,-47.61335754394531,34.843589782714844,null,{"v":0.2939553703473772,"d":"0.29396"},{"v":1.9682123035133205,"d":"1.96821"},{"v":1.8837864974411838,"d":"1.88379"},{"v":0.5702702024124074,"d":"0.57027"},"OK"]
[{"$nulls":13},54.59135818481445,-48.175968170166016,34.657684326171875,null,{"v":0.18485258247997993,"d":"0.18485"},{"v":2.845705251646499,"d":"2.84571"},{"v":2.797223986881854,"d":"2.79722"},{"v":0.5230452623447127,"d":"0.52305"},"NG"]
[{"$nulls":13},51.93737030029297,-46.283935546875,35.19960021972656,null,{"v":2.268903327367556,"d":"2.26890"},{"v":0.7187981499103892,"d":"0.71880"},{"v":-0.46202094376931835,"d":"-0.46202"},{"v":0.5506427406523277,"d":"0.55064"},"OK"]
[{"$nulls":13},50.77694320678711,-46.322303771972656,35.13027572631836,null,{"v":3.2464720517327184,"d":"3.24647"},{"v":1.3982632430650135,"d":"1.39826"},{"v":-1.390580059842348,"d":"-1.39058"},{"v":-0.1463803063104506,"d":"-0.14638"},"OK"]
[{"$nulls":13},52.46049118041992,-47.82035446166992,34.765533447265625,null,{"v":-0.4484293632370542,"d":"-0.44843"},{"v":0.9407622282098067,"d":"0.94076"},{"v":0.8477482804873445,"d":"0.84775"},{"v":-0.40786814408216665,"d":"-0.40787"},"OK"]
[{"$nulls":13},51.55862808227539,-47.124332427978516,34.957427978515625,null,{"$f":"(ATAN2($N963-$A$3, $O963-$A$6))-$C$15","v":{"v":-2.256147284386251,"d":"-2.25615"}},{"$f":"SQRT(($N963-$A$3)^2+($O963-$A$6)^2)","v":{"v":0.4585495855443903,"d":"0.45855"}},{"v":-0.29023655773307644,"d":"-0.29024"},{"v":-0.3550076942239234,"d":"-0.35501"},{"$f":"IF(($T963/$A$9)^2 +($U963/$A$12)^2<=1, \"OK\", \"NG\")","v":"OK"}]
[{"$nulls":13},53.09100341796875,-48.14875793457031,34.60309600830078,null,{"v":-0.20031322583656885,"d":"-0.20031"},{"v":1.5842768856035694,"d":"1.58428"},{"$f":"$S964*COS($R964)","v":{"v":1.5525981624962069,"d":"1.55260"}},{"$f":"$S964*SIN($R964)","v":{"v":-0.31523355797114494,"d":"-0.31523"}},"OK"]
[{"$nulls":13},51.594688415527344,-48.80107116699219,34.43294143676758,null,{"v":-1.1812828258541521,"d":"-1.18128"},{"v":1.8461134388434355,"d":"1.84611"},{"v":0.7010401685832119,"d":"0.70104"},{"v":-1.7078283025852325,"d":"-1.70783"},"NG"]
[{"$nulls":13},52.342445373535156,-48.07660675048828,34.69645690917969,null,{"v":-0.6519722034350051,"d":"-0.65197"},{"v":1.1297570221302318,"d":"1.12976"},{"v":0.8980310910851789,"d":"0.89803"},{"v":-0.6854860235606064,"d":"-0.68549"},"OK"]
[{"$nulls":13},51.71897888183594,-46.81509780883789,35.02138900756836,null,{"v":3.1705034113564157,"d":"3.17050"},{"v":0.3363951384172031,"d":"0.33640"},{"v":-0.33625456331273273,"d":"-0.33625"},{"v":-0.009724083611973248,"d":"-0.00972"},"OK"]
[{"$nulls":13},52.00409698486328,-47.910308837890625,34.76154708862305,null,{"v":-0.9554304652585124,"d":"-0.95543"},{"v":0.9103180573990336,"d":"0.91032"},{"v":0.5254877527423446,"d":"0.52549"},{"v":-0.743331411514777,"d":"-0.74333"},"OK"]
[{"$nulls":13},51.73566818237305,-46.87940979003906,35.066280364990234,null,{"v":3.3244536491181362,"d":"3.32445"},{"v":0.29053968498019644,"d":"0.29054"},{"v":-0.28569565166796257,"d":"-0.28570"},{"v":-0.052832784957921555,"d":"-0.05283"},"OK"]
[{"$nulls":13},53.88037872314453,-47.75096893310547,34.76215744018555,null,{"v":0.23090112736993396,"d":"0.23090"},{"v":2.0247909721608854,"d":"2.02479"},{"v":1.9710541595623488,"d":"1.97105"},{"v":0.46338319026070257,"d":"0.46338"},"OK"]
[{"$nulls":13},52.343711853027344,-48.29612350463867,34.663978576660156,null,{"v":-0.7007129798897731,"d":"-0.70071"},{"v":1.340922808064776,"d":"1.34092"},{"v":1.0249781679151841,"d":"1.02498"},{"v":-0.8645771986847424,"d":"-0.86458"},"OK"]
[{"$nulls":13},50.33345413208008,-46.38627243041992,35.13066864013672,null,{"v":3.399606469167783,"d":"3.39961"},{"v":1.7759607708346588,"d":"1.77596"},{"v":-1.717174126858106,"d":"-1.71717"},{"v":-0.4531552466790347,"d":"-0.45316"},"OK"]
[{"$nulls":13},52.730411529541016,-46.70872497558594,35.09123229980469,null,{"v":0.9903212381102517,"d":"0.99032"},{"v":0.786347342040309,"d":"0.78635"},{"v":0.43124960709429033,"d":"0.43125"},{"v":0.6575453738829579,"d":"0.65755"},"OK"]
[{"$nulls":13},50.54623031616211,-47.06991958618164,35.010475158691406,null,{"v":-2.482669081373169,"d":"-2.48267"},{"v":1.4554501166917169,"d":"1.45545"},{"v":-1.150754181367964,"d":"-1.15075"},{"v":-0.8911228064874557,"d":"-0.89112"},"OK"]
[{"$nulls":13},50.32859802246094,-46.588401794433594,35.06626892089844,null,{"v":3.51100301694495,"d":"3.51100"},{"v":1.7213360082642128,"d":"1.72134"},{"v":-1.6052153786870513,"d":"-1.60522"},{"v":-0.6215152784715436,"d":"-0.62152"},"OK"]
[{"$nulls":13},54.22301483154297,-48.38268280029297,34.62804412841797,null,{"v":0.054436652696787435,"d":"0.05444"},{"v":2.617939393394358,"d":"2.61794"},{"v":2.614061416939098,"d":"2.61406"},{"v":0.14244148256872388,"d":"0.14244"},"OK"]
[{"$nulls":13},52.240936279296875,-46.44209289550781,35.14373779296875,null,{"v":1.7739970541947185,"d":"1.77400"},{"v":0.6077093284821934,"d":"0.60771"},{"v":-0.12263892308014093,"d":"-0.12264"},{"v":0.5952061176349095,"d":"0.59521"},"OK"]
[{"$nulls":13},51.57495880126953,-47.614566802978516,34.89423751831055,null,{"v":-1.5650046759646379,"d":"-1.56500"},{"v":0.7472298012937302,"d":"0.74723"},{"v":0.004327669904965415,"d":"0.00433"},{"v":-0.7472172690822002,"d":"-0.74722"},"OK"]
[{"$nulls":13},52.94330596923828,-47.91985321044922,34.68829345703125,null,{"v":-0.16194595974947168,"d":"-0.16195"},{"v":1.3175568603951435,"d":"1.31756"},{"v":1.3003171395070785,"d":"1.30032"},{"v":-0.21244156156090696,"d":"-0.21244"},"OK"]
[{"$nulls":13},52.842437744140625,-46.8937873840332,35.02375793457031,null,{"v":0.7362812148811333,"d":"0.73628"},{"v":0.8491068675633565,"d":"0.84911"},{"v":0.629163546537242,"d":"0.62916"},{"v":0.5702067206302772,"d":"0.57021"},"OK"]
[{"$nulls":13},51.87104797363281,-46.44245529174805,35.2603759765625,null,{"v":2.408950556917996,"d":"2.40895"},{"v":0.5722628127040577,"d":"0.57226"},{"v":-0.42542582287942865,"d":"-0.42543"},{"v":0.38275004380315936,"d":"0.38275"},"OK"]
[{"$nulls":13},50.12379455566406,-47.30642318725586,34.83200454711914,null,{"v":-2.368836028583697,"d":"-2.36884"},{"v":1.901063396902863,"d":"1.90106"},{"v":-1.3611404054723741,"d":"-1.36114"},{"v":-1.3271544128828239,"d":"-1.32715"},"NG"]
[{"$nulls":13},51.676334381103516,-46.52063751220703,35.096370697021484,null,{"v":2.7755487131868897,"d":"2.77555"},{"v":0.5784010957447335,"d":"0.57840"},{"v":-0.5400823808537797,"d":"-0.54008"},{"v":0.20702378957506604,"d":"0.20702"},"OK"]
[{"$nulls":13},51.649078369140625,-46.53895568847656,35.12926483154297,null,{"v":2.832257480316133,"d":"2.83226"},{"v":0.5794030101691947,"d":"0.57940"},{"v":-0.5519023245072188,"d":"-0.55190"},{"v":0.176385011825417,"d":"0.17639"},"OK"]
[{"$nulls":13},50.60468673706055,-47.0954704284668,34.93193435668945,null,{"v":-2.462411673463002,"d":"-2.46241"},{"v":1.3985755984023092,"d":"1.39858"},{"v":-1.0882141236235034,"d":"-1.08821"},{"v":-0.8785236055978847,"d":"-0.87852"},"OK"]
[{"$nulls":13},53.596317291259766,-46.41435241699219,35.222049713134766,null,{"v":0.9624929327337937,"d":"0.96249"},{"v":1.7003564290635678,"d":"1.70036"},{"v":0.9717129188500785,"d":"0.97171"},{"v":1.3953443980600877,"d":"1.39534"},"NG"]
[{"$nulls":13},52.328765869140625,-47.48344421386719,34.84206008911133,null,{"v":-0.3627207621273689,"d":"-0.36272"},{"v":0.5846411759647566,"d":"0.58464"},{"v":0.5466014431634645,"d":"0.54660"},{"v":-0.20744196047345717,"d":"-0.20744"},"OK"]
[{"$nulls":13},53.09465408325195,-47.576107025146484,34.862457275390625,null,{"v":0.126406411733618,"d":"0.12641"},{"v":1.2369991375919815,"d":"1.23700"},{"v":1.2271295445254526,"d":"1.22713"},{"v":0.1559485407307843,"d":"0.15595"},"OK"]
[{"$nulls":13},50.06974792480469,-46.0052604675293,35.1731071472168,null,{"v":3.276612326078501,"d":"3.27661"},{"v":2.171492530785184,"d":"2.17149"},{"v":-2.1517290895213605,"d":"-2.15173"},{"v":-0.292304184991287,"d":"-0.29230"},"OK"]
[{"$nulls":13},51.879451751708984,-47.52052307128906,34.80324172973633,null,{"v":-1.1875096316678093,"d":"-1.18751"},{"v":0.5342996798709791,"d":"0.53430"},{"v":0.1998124242454396,"d":"0.19981"},{"v":-0.49553117260914203,"d":"-0.49553"},"OK"]
[{"$nulls":13},54.520843505859375,-46.08640670776367,35.261077880859375,null,{"v":0.9585577249795592,"d":"0.95856"},{"v":2.6812878779893436,"d":"2.68129"},{"v":1.5409385263222033,"d":"1.54094"},{"v":2.194268247673596,"d":"2.19427"},"NG"]
[{"$nulls":13},51.81120300292969,-47.20941162109375,34.88338851928711,null,{"v":-1.6936070211542333,"d":"-1.69361"},{"v":0.2819530690591608,"d":"0.28195"},{"v":-0.034539874748320584,"d":"-0.03454"},{"v":-0.2798294662901858,"d":"-0.27983"},"OK"]
[{"$nulls":13},50.68607711791992,-46.8039436340332,35.03160095214844,null,{"v":3.604336232770814,"d":"3.60434"},{"v":1.3284695851579462,"d":"1.32847"},{"v":-1.188755926609152,"d":"-1.18876"},{"v":-0.5930352313660143,"d":"-0.59304"},"OK"]
[{"$nulls":13},53.203121185302734,-45.6723518371582,35.3905143737793,null,{"v":1.4454289345431295,"d":"1.44543"},{"v":1.791689211560268,"d":"1.79169"},{"v":0.22403147649731878,"d":"0.22403"},{"v":1.777627668652771,"d":"1.77763"},"NG"]
[{"$nulls":13},52.708580017089844,-47.997684478759766,34.70442581176758,null,{"v":-0.34237591598972383,"d":"-0.34238"},{"v":1.2237074649511575,"d":"1.22371"},{"v":1.1526830774712515,"d":"1.15268"},{"v":-0.4108304792595033,"d":"-0.41083"},"OK"]
[{"$nulls":13},52.055389404296875,-47.33237075805664,34.93242263793945,null,{"v":-0.7947991617880665,"d":"-0.79480"},{"v":0.3369544582276789,"d":"0.33695"},{"v":0.23601237871515826,"d":"0.23601"},{"v":-0.24049212879577017,"d":"-0.24049"},"OK"]
[{"$nulls":13},51.09430694580078,-46.401756286621094,35.090171813964844,null,{"v":3.168710963296883,"d":"3.16871"},{"v":1.0854379065713948,"d":"1.08544"},{"v":-1.0850388140349203,"d":"-1.08504"},{"v":-0.029431633658113424,"d":"-0.02943"},"OK"]
[{"$nulls":13},51.062660217285156,-47.99916076660156,34.70273971557617,null,{"v":-1.7134160179924491,"d":"-1.71342"},{"v":1.3700102575439836,"d":"1.37001"},{"v":-0.19472872735515992,"d":"-0.19473"},{"v":-1.35610059675467,"d":"-1.35610"},"NG"]
[{"$nulls":13},50.87889862060547,-45.6819953918457,35.22977066040039,null,{"v":2.886506788735808,"d":"2.88651"},{"v":1.7303191757581264,"d":"1.73032"},{"v":-1.6743288730256374,"d":"-1.67433"},{"v":0.4366088351705467,"d":"0.43661"},"OK"]
[{"$nulls":13},52.3753776550293,-47.80248260498047,34.766109466552734,null,{"v":-0.5223979149236444,"d":"-0.52240"},{"v":0.8859383247108868,"d":"0.88594"},{"v":0.767776486296058,"d":"0.76778"},{"v":-0.44204748871859,"d":"-0.44205"},"OK"]
[{"$nulls":13},52.50041198730469,-47.9911994934082,34.68429946899414,null,{"v":-0.4924070536041465,"d":"-0.49241"},{"v":1.1103551651480283,"d":"1.11036"},{"v":0.9784421755293912,"d":"0.97844"},{"v":-0.5249185669379751,"d":"-0.52492"},"OK"]
[{"$nulls":13},50.23133850097656,-47.14182662963867,34.98566818237305,null,{"v":-2.4507099531163075,"d":"-2.45071"},{"v":1.7743388320730902,"d":"1.77434"},{"v":-1.367454269772452,"d":"-1.36745"},{"v":-1.1306401333242986,"d":"-1.13064"},"NG"]

{"sheet":"1976 uv","index":2,"n_rows":1002,"n_cols":28,"rows_kept":1002}
[{"$nulls":14},"DESIGN Data",{"$nulls":4},"Transform and Calculate",{"$nulls":4},"Ellipse 0-360° x 2°",null,null,"DESIGN CIE"]
["Center u'",{"$nulls":4},"1. Open FilmStar DESIGN, load a design, set tolerance values (<Ctrl+N>)",{"$nulls":7},"u'","v'","Y",null,"Angle","Radius","X","Y","Pass",null,"Angle","X","Y",null,"Tolerance Box"]
[0.2513,{"$nulls":4},"2. Click [Calculate] to draw scatter plot (1000 iterations, so not instant)",{"$nulls":7},0.25084444880485535,0.3156411945819855,8.52612018585205,null,{"$f":"(ATAN2($N3-$A$3, $O3-$A$6))-$C$15","v":{"v":1.9832297958544238,"d":"1.98323"}},{"$f":"SQRT(($N3-$A$3)^2+($O3-$A$6)^2)","v":{"v":1.1364915525219129E-3,"d":"0.00114"}},{"$f":"$S3*COS($R3)","v":{"v":-4.5555119514467663E-4,"d":"-0.00046"}},{"$f":"$S3*SIN($R3)","v":{"v":1.0411945819854829E-3,"d":"0.00104"}},{"$f":"IF(($T3/$A$9)^2 +($U3/$A$12)^2<=1, \"OK\", \"NG\")","v":"OK"},null,{"v":0,"d":"0.00000"},{"$f":"$A$3+$A$9*COS($X3)*COS($C$15)-$A$12*SIN($X3)*SIN($C$15)","v":0.25830000000000003},{"$f":"$A$6+$A$9*COS($X3)*SIN($C$15)+$A$12*SIN($X3)*COS($C$15)","v":0.3146},null,{"$f":"TEXT($Y3, \"0\" & DeciSep() & \"00000\") & ListSep() & TEXT($Z3, \"0\" & DeciSep() & \"00000\")","v":"0.25830,0.31460"}]
[{"$nulls":5},"3. Click [Copy] to transfer ellipse to DESIGN or MEASURE Tolerance Box",{"$nulls":7},0.25162553787231445,0.3103606402873993,8.303204536437988,null,{"v":-1.4941573313169534,"d":"-1.49416"},{"v":0.004251840269710621,"d":"0.00425"},{"$f":"$S4*COS($R4)","v":{"v":3.2553787231443004E-4,"d":"0.00033"}},{"$f":"$S4*SIN($R4)","v":{"v":-0.004239359712600699,"d":"-0.00424"}},"OK",null,{"v":0.03490658503988659,"d":"0.03491"},0.2582957357891337,0.3148442964769175,null,{"$f":"TEXT($Y4, \"0\" & DeciSep() & \"00000\") & ListSep() & TEXT($Z4, \"0\" & DeciSep() & \"00000\")","v":"0.25830,0.31484"}]
["Center v'",{"$nulls":12},0.2481364756822586,0.31342554092407227,8.43086051940918,null,{"v":-2.7861135140008604,"d":"-2.78611"},{"v":0.003374498515330879,"d":"0.00337"},{"v":-3.1635243177414174E-3,"d":"-0.00316"},{"v":-1.174459075927726E-3,"d":"-0.00117"},"OK",null,{"v":0.06981317007977318,"d":"0.06981"},0.2582829483518188,0.31508829531620886,null,{"$f":"TEXT($Y5, \"0\" & DeciSep() & \"00000\") & ListSep() & TEXT($Z5, \"0\" & DeciSep() & \"00000\")","v":"0.25828,0.31509"}]
[0.3146,{"$nulls":12},0.24888506531715393,0.3139473795890808,8.400476455688477,null,{"v":-2.87765387421418,"d":"-2.87765"},{"v":0.002501564095353401,"d":"0.00250"},{"v":-2.4149346828460927E-3,"d":"-0.00241"},{"v":-6.5262041091918087E-4,"d":"-0.00065"},"OK",null,{"v":0.10471975511965977,"d":"0.10472"},0.25826165326757794,0.3153316992428736,null,{"$f":"TEXT($Y6, \"0\" & DeciSep() & \"00000\") & ListSep() & TEXT($Z6, \"0\" & DeciSep() & \"00000\")","v":"0.25826,0.31533"}]
[{"$nulls":13},0.24635060131549835,0.3161492943763733,8.483139038085938,null,{"v":2.8382279358084714,"d":"2.83823"},{"v":5.186218314225579E-3,"d":"0.00519"},{"v":-0.004949398684501671,"d":"-0.00495"},{"v":1.5492943763732998E-3,"d":"0.00155"},"OK",null,{"v":0.13962634015954636,"d":"0.13963"},0.258231876481191,0.31557421170672045,null,{"$f":"TEXT($Y7, \"0\" & DeciSep() & \"00000\") & ListSep() & TEXT($Z7, \"0\" & DeciSep() & \"00000\")","v":"0.25823,0.31557"}]
["Radius a",{"$nulls":12},0.24976599216461182,0.31490007042884827,8.500179290771484,null,{"v":2.9484198074502035,"d":"2.94842"},{"v":1.5630810283864367E-3,"d":"0.00156"},{"v":-1.5340078353882067E-3,"d":"-0.00153"},{"v":3.0007042884827622E-4,"d":"0.00030"},"OK",null,{"v":0.17453292519943295,"d":"0.17453"},0.2581936542710855,0.3158155372436685,null,{"$f":"TEXT($Y8, \"0\" & DeciSep() & \"00000\") & ListSep() & TEXT($Z8, \"0\" & DeciSep() & \"00000\")","v":"0.25819,0.31582"}]
[0.007,{"$nulls":12},0.24833299219608307,0.3068222105503082,8.234663963317871,null,{"v":-1.9352288485036118,"d":"-1.93523"},{"v":0.008324490616983156,"d":"0.00832"},{"v":-2.9670078039169536E-3,"d":"-0.00297"},{"v":-0.007777789449691762,"d":"-0.00778"},"NG",null,{"v":0.20943951023931953,"d":"0.20944"},0.25814703320513666,0.3160553818357243,null,{"$f":"TEXT($Y9, \"0\" & DeciSep() & \"00000\") & ListSep() & TEXT($Z9, \"0\" & DeciSep() & \"00000\")","v":"0.25815,0.31606"}]
[{"$nulls":13},0.25147324800491333,0.316675066947937,8.560282707214355,null,{"v":1.4874991922590641,"d":"1.48750"},{"v":2.0822866540481655E-3,"d":"0.00208"},{"v":1.7324800491330694E-4,"d":"0.00017"},{"v":2.075066947937021E-3,"d":"0.00208"},"OK",null,{"v":0.24434609527920614,"d":"0.24435"},0.258092070083932,0.31629345326919767,null,{"$f":"TEXT($Y10, \"0\" & DeciSep() & \"00000\") & ListSep() & TEXT($Z10, \"0\" & DeciSep() & \"00000\")","v":"0.25809,0.31629"}]
["Radius b",{"$nulls":12},0.24957074224948883,0.31851592659950256,8.599128723144531,null,{"v":1.9866395944254212,"d":"1.98664"},{"v":0.004280749175132177,"d":"0.00428"},{"v":-1.7292577505111921E-3,"d":"-0.00173"},{"v":0.003915926599502574,"d":"0.00392"},"OK",null,{"v":0.2792526803190927,"d":"0.27925"},0.2580288318715683,0.316529461490719,null,{"$f":"TEXT($Y11, \"0\" & DeciSep() & \"00000\") & ListSep() & TEXT($Z11, \"0\" & DeciSep() & \"00000\")","v":"0.25803,0.31653"}]
[0.007,{"$nulls":12},0.2522274851799011,0.315432071685791,8.565467834472656,null,{"v":0.731225353609566,"d":"0.73123"},{"v":1.246022491462852E-3,"d":"0.00125"},{"v":9.2748517990109958E-4,"d":"0.00093"},{"v":8.3207168579102486E-4,"d":"0.00083"},"OK",null,{"v":0.3141592653589793,"d":"0.31416"},0.2579573956140661,0.31676311896062465,null,{"$f":"TEXT($Y12, \"0\" & DeciSep() & \"00000\") & ListSep() & TEXT($Z12, \"0\" & DeciSep() & \"00000\")","v":"0.25796,0.31676"}]
[{"$nulls":13},0.2546752095222473,0.3188483715057373,8.634936332702637,null,{"v":0.8994356048549217,"d":"0.89944"},{"v":0.005425928470762356,"d":"0.00543"},{"v":0.003375209522247291,"d":"0.00338"},{"v":0.004248371505737314,"d":"0.00425"},"OK",null,{"v":0.3490658503988659,"d":"0.34907"},0.25787784834550137,0.31699414100327966,null,{"$f":"TEXT($Y13, \"0\" & DeciSep() & \"00000\") & ListSep() & TEXT($Z13, \"0\" & DeciSep() & \"00000\")","v":"0.25788,0.31699"}]
["Tilt (deg)",{"$nulls":12},0.24919620156288147,0.3111991584300995,8.405680656433105,null,{"v":-2.124788199239889,"d":"-2.12479"},{"v":0.003998961271078502,"d":"0.00400"},{"v":-0.002103798437118554,"d":"-0.00210"},{"v":-3.400841569900503E-3,"d":"-0.00340"},"OK",null,{"v":0.3839724354387525,"d":"0.38397"},0.25779028698196754,0.31722224615391137,null,{"$f":"TEXT($Y14, \"0\" & DeciSep() & \"00000\") & ListSep() & TEXT($Z14, \"0\" & DeciSep() & \"00000\")","v":"0.25779,0.31722"}]
[0,null,{"$f":"$A$15*PI()/180","v":{"v":0,"d":"0.0000"}},{"$nulls":10},0.2551693916320801,0.31861165165901184,8.675749778747559,null,{"v":0.8034471162552653,"d":"0.80345"},{"v":0.005573646978026477,"d":"0.00557"},{"v":0.003869391632080055,"d":"0.00387"},{"v":0.00401165165901185,"d":"0.00401"},"OK",null,{"v":0.41887902047863906,"d":"0.41888"},0.2576948182034982,0.3174471565015306,null,{"$f":"TEXT($Y15, \"0\" & DeciSep() & \"00000\") & ListSep() & TEXT($Z15, \"0\" & DeciSep() & \"00000\")","v":"0.25769,0.31745"}]
[{"$nulls":13},0.2540159821510315,0.3138065040111542,8.534451484680176,null,{"v":-0.28424688781634005,"d":"-0.28425"},{"v":0.002829522031905024,"d":"0.00283"},{"v":2.7159821510314708E-3,"d":"0.00272"},{"v":-0.000793495988845816,"d":"-0.00079"},"OK",null,{"v":0.4537856055185257,"d":"0.45379"},0.2575915583240942,0.3176685980275235,null,{"$f":"TEXT($Y16, \"0\" & DeciSep() & \"00000\") & ListSep() & TEXT($Z16, \"0\" & DeciSep() & \"00000\")","v":"0.25759,0.31767"}]
["Yield",{"$nulls":12},0.2461116462945938,0.3147488534450531,8.488775253295898,null,{"v":3.1129106028526192,"d":"3.11291"},{"v":0.005190488562795081,"d":"0.00519"},{"v":-0.005188353705406212,"d":"-0.00519"},{"v":1.4885344505310999E-4,"d":"0.00015"},"OK",null,{"v":0.4886921905584123,"d":"0.48869"},0.2574806331500125,0.3178863009395012,null,{"$f":"TEXT($Y17, \"0\" & DeciSep() & \"00000\") & ListSep() & TEXT($Z17, \"0\" & DeciSep() & \"00000\")","v":"0.25748,0.31789"}]
[{"v":0.896,"d":"89.6%"},{"$nulls":12},0.24851594865322113,0.31378185749053955,8.42573070526123,null,{"v":-2.8557713590577585,"d":"-2.85577"},{"v":2.9017751579485953E-3,"d":"0.00290"},{"v":-2.784051346778893E-3,"d":"-0.00278"},{"v":-8.1814250946044009E-4,"d":"-0.00082"},"OK",null,{"v":0.5235987755982988,"d":"0.52360"},0.25736217782649107,0.3181,null,{"$f":"TEXT($Y18, \"0\" & DeciSep() & \"00000\") & ListSep() & TEXT($Z18, \"0\" & DeciSep() & \"00000\")","v":"0.25736,0.31810"}]
[{"$nulls":13},0.2545126676559448,0.30854079127311707,8.326333999633789,null,{"v":-1.0832719339012014,"d":"-1.08327"},{"v":0.006858224541635252,"d":"0.00686"},{"v":3.2126676559448004E-3,"d":"0.00321"},{"v":-0.006059208726882925,"d":"-0.00606"},"OK",null,{"v":0.5585053606381855,"d":"0.55851"},0.257236336673095,0.3183094348496324,null,{"$f":"TEXT($Y19, \"0\" & DeciSep() & \"00000\") & ListSep() & TEXT($Z19, \"0\" & DeciSep() & \"00000\")","v":"0.25724,0.31831"}]
[{"$nulls":13},0.2541128993034363,0.31797555088996887,8.64549446105957,null,{"v":0.8760685008370622,"d":"0.87607"},{"v":4.3939442761648535E-3,"d":"0.00439"},{"v":0.002812899303436256,"d":"0.00281"},{"v":3.3755508899688813E-3,"d":"0.00338"},"OK",null,{"v":0.5934119456780721,"d":"0.59341"},0.25710326300788533,0.3185143503242952,null,{"$f":"TEXT($Y20, \"0\" & DeciSep() & \"00000\") & ListSep() & TEXT($Z20, \"0\" & DeciSep() & \"00000\")","v":"0.25710,0.31851"}]
[{"$nulls":13},0.25394952297210693,0.31708839535713196,8.610511779785156,null,{"v":0.7540479523064634,"d":"0.75405"},{"v":3.6348429722779176E-3,"d":"0.00363"},{"v":2.6495229721069102E-3,"d":"0.00265"},{"v":2.4883953571319672E-3,"d":"0.00249"},"OK",null,{"v":0.6283185307179586,"d":"0.62832"},0.2569631189606247,0.3187144967660473,null,{"$f":"TEXT($Y21, \"0\" & DeciSep() & \"00000\") & ListSep() & TEXT($Z21, \"0\" & DeciSep() & \"00000\")","v":"0.25696,0.31871"}]
[{"$nulls":13},0.2546086013317108,0.3152433931827545,8.5569429397583,null,{"v":0.1920637538613857,"d":"0.19206"},{"v":3.3705782233636747E-3,"d":"0.00337"},{"v":0.003308601331710792,"d":"0.00331"},{"v":6.4339318275452584E-4,"d":"0.00064"},"OK",null,{"v":0.6632251157578452,"d":"0.66323"},0.2568160752752471,0.3189096303272796,null,{"$f":"TEXT($Y22, \"0\" & DeciSep() & \"00000\") & ListSep() & TEXT($Z22, \"0\" & DeciSep() & \"00000\")","v":"0.25682,0.31891"}]
[{"$nulls":13},0.25483331084251404,0.3133080005645752,8.486888885498047,null,{"v":-0.3505593850593312,"d":"-0.35056"},{"v":0.003762120153711878,"d":"0.00376"},{"v":3.5333108425140147E-3,"d":"0.00353"},{"v":-1.2919994354247955E-3,"d":"-0.00129"},"OK",null,{"v":0.6981317007977318,"d":"0.69813"},0.25666231110183285,0.3190995132678058,null,{"$f":"TEXT($Y23, \"0\" & DeciSep() & \"00000\") & ListSep() & TEXT($Z23, \"0\" & DeciSep() & \"00000\")","v":"0.25666,0.31910"}]
[{"$nulls":13},0.25680503249168396,0.32030415534973145,8.750377655029297,null,{"v":0.8031605489673262,"d":"0.80316"},{"v":0.007927343249056763,"d":"0.00793"},{"v":0.005505032491683937,"d":"0.00551"},{"v":0.005704155349731455,"d":"0.00570"},"NG",null,{"v":0.7330382858376184,"d":"0.73304"},0.2565020137783418,0.319283914244512,null,{"$f":"TEXT($Y24, \"0\" & DeciSep() & \"00000\") & ListSep() & TEXT($Z24, \"0\" & DeciSep() & \"00000\")","v":"0.25650,0.31928"}]
[{"$nulls":13},0.2512052357196808,0.31601548194885254,8.556394577026367,null,{"v":1.6376449921695715,"d":"1.63764"},{"v":0.00141865056174938,"d":"0.00142"},{"v":-9.4764280319237213E-5,"d":"-0.00009"},{"v":1.4154819488525483E-3,"d":"0.00142"},"OK",null,{"v":0.767944870877505,"d":"0.76794"},0.2563353786023706,0.31946260859321296,null,{"$f":"TEXT($Y25, \"0\" & DeciSep() & \"00000\") & ListSep() & TEXT($Z25, \"0\" & DeciSep() & \"00000\")","v":"0.25634,0.31946"}]
[{"$nulls":13},0.24807670712471008,0.3136764168739319,8.447662353515625,null,{"v":-2.862535273798034,"d":"-2.86254"},{"v":3.3530020504993173E-3,"d":"0.00335"},{"v":-3.2232928752899404E-3,"d":"-0.00322"},{"v":-9.2358312606810654E-4,"d":"-0.00092"},"OK",null,{"v":0.8028514559173915,"d":"0.80285"},0.256162608593213,0.31963537860237057,null,{"$f":"TEXT($Y26, \"0\" & DeciSep() & \"00000\") & ListSep() & TEXT($Z26, \"0\" & DeciSep() & \"00000\")","v":"0.25616,0.31964"}]
[{"$nulls":13},0.2506999969482422,0.31406664848327637,8.416468620300293,null,{"v":-2.41493590939506,"d":"-2.41494"},{"v":8.0278733330198108E-4,"d":"0.00080"},{"v":-6.0000305175783586E-4,"d":"-0.00060"},{"v":-5.3335151672362368E-4,"d":"-0.00053"},"OK",null,{"v":0.8377580409572781,"d":"0.83776"},0.25598391424451206,0.3198020137783418,null,{"$f":"TEXT($Y27, \"0\" & DeciSep() & \"00000\") & ListSep() & TEXT($Z27, \"0\" & DeciSep() & \"00000\")","v":"0.25598,0.31980"}]
[{"$nulls":13},0.2515925467014313,0.3197472095489502,8.660447120666504,null,{"v":1.5140214276072415,"d":"1.51402"},{"v":0.005155516435171405,"d":"0.00516"},{"v":2.9254670143125073E-4,"d":"0.00029"},{"v":5.1472095489502045E-3,"d":"0.00515"},"OK",null,{"v":0.8726646259971648,"d":"0.87266"},0.2557995132678058,0.3199623111018328,null,{"$f":"TEXT($Y28, \"0\" & DeciSep() & \"00000\") & ListSep() & TEXT($Z28, \"0\" & DeciSep() & \"00000\")","v":"0.25580,0.31996"}]
[{"$nulls":13},0.25154557824134827,0.31364917755126953,8.4671049118042,null,{"v":-1.3180402104547142,"d":"-1.31804"},{"v":9.8202444044610381E-4,"d":"0.00098"},{"v":2.4557824134824313E-4,"d":"0.00025"},{"v":-9.5082244873045951E-4,"d":"-0.00095"},"OK",null,{"v":0.9075712110370514,"d":"0.90757"},0.2556096303272796,0.32011607527524705,null,{"$f":"TEXT($Y29, \"0\" & DeciSep() & \"00000\") & ListSep() & TEXT($Z29, \"0\" & DeciSep() & \"00000\")","v":"0.25561,0.32012"}]
[{"$nulls":13},0.24508051574230194,0.313919335603714,8.441801071166992,null,{"v":-3.0325858237025876,"d":"-3.03259"},{"v":0.006256619570672781,"d":"0.00626"},{"v":-6.2194842576980824E-3,"d":"-0.00622"},{"v":-6.8066439628600291E-4,"d":"-0.00068"},"OK",null,{"v":0.9424777960769379,"d":"0.94248"},0.2554144967660473,0.32026311896062465,null,{"$f":"TEXT($Y30, \"0\" & DeciSep() & \"00000\") & ListSep() & TEXT($Z30, \"0\" & DeciSep() & \"00000\")","v":"0.25541,0.32026"}]
[{"$nulls":13},0.2493927776813507,0.32083314657211304,8.681120872497559,null,{"v":1.8677308961656987,"d":"1.86773"},{"v":0.006518405722429273,"d":"0.00652"},{"v":-1.9072223186493147E-3,"d":"-0.00191"},{"v":0.006233146572113046,"d":"0.00623"},"OK",null,{"v":0.9773843811168246,"d":"0.97738"},0.25521435032429524,0.3204032630078853,null,{"$f":"TEXT($Y31, \"0\" & DeciSep() & \"00000\") & ListSep() & TEXT($Z31, \"0\" & DeciSep() & \"00000\")","v":"0.25521,0.32040"}]
[{"$nulls":13},0.25093117356300354,0.30789321660995483,8.289430618286133,null,{"v":-1.625734034312697,"d":"-1.62573"},{"v":6.7169171784095365E-3,"d":"0.00672"},{"v":-3.688264369964818E-4,"d":"-0.00037"},{"v":-0.006706783390045157,"d":"-0.00671"},"OK",null,{"v":1.0122909661567112,"d":"1.01229"},0.25500943484963245,0.32053633667309495,null,{"$f":"TEXT($Y32, \"0\" & DeciSep() & \"00000\") & ListSep() & TEXT($Z32, \"0\" & DeciSep() & \"00000\")","v":"0.25501,0.32054"}]
[{"$nulls":13},0.2506222426891327,0.31353700160980225,8.442119598388672,null,{"v":-2.138398053729392,"d":"-2.13840"},{"v":0.001260682573052041,"d":"0.00126"},{"v":-0.000677757310867333,"d":"-0.00068"},{"v":-1.0629983901977445E-3,"d":"-0.00106"},"OK",null,{"v":1.0471975511965976,"d":"1.04720"},0.2548,0.32066217782649103,null,{"$f":"TEXT($Y33, \"0\" & DeciSep() & \"00000\") & ListSep() & TEXT($Z33, \"0\" & DeciSep() & \"00000\")","v":"0.25480,0.32066"}]
[{"$nulls":13},0.24876521527767181,0.31505078077316284,8.460124969482422,null,{"v":2.965594755656037,"d":"2.96559"},{"v":2.5745556692372755E-3,"d":"0.00257"},{"v":-2.5347847223282094E-3,"d":"-0.00253"},{"v":4.507807731628512E-4,"d":"0.00045"},"OK",null,{"v":1.0821041362364843,"d":"1.08210"},0.25458630093950124,0.3207806331500125,null,{"$f":"TEXT($Y34, \"0\" & DeciSep() & \"00000\") & ListSep() & TEXT($Z34, \"0\" & DeciSep() & \"00000\")","v":"0.25459,0.32078"}]
[{"$nulls":13},0.25554612278938293,0.3122022747993469,8.445335388183594,null,{"v":-0.5140483313023809,"d":"-0.51405"},{"v":0.00487633518950079,"d":"0.00488"},{"v":0.004246122789382911,"d":"0.00425"},{"v":-0.002397725200653067,"d":"-0.00240"},"OK",null,{"v":1.117010721276371,"d":"1.11701"},0.25436859802752354,0.32089155832409416,null,{"$f":"TEXT($Y35, \"0\" & DeciSep() & \"00000\") & ListSep() & TEXT($Z35, \"0\" & DeciSep() & \"00000\")","v":"0.25437,0.32089"}]
[{"$nulls":13},0.25353819131851196,0.3129032850265503,8.460186004638672,null,{"v":-0.6486485674627352,"d":"-0.64865"},{"v":0.002808619247849488,"d":"0.00281"},{"v":2.2381913185119395E-3,"d":"0.00224"},{"v":-1.6967149734496978E-3,"d":"-0.00170"},"OK",null,{"v":1.1519173063162575,"d":"1.15192"},0.25414715650153064,0.3209948182034982,null,{"$f":"TEXT($Y36, \"0\" & DeciSep() & \"00000\") & ListSep() & TEXT($Z36, \"0\" & DeciSep() & \"00000\")","v":"0.25415,0.32099"}]
[{"$nulls":13},0.2476791888475418,0.31583893299102783,8.497384071350098,null,{"v":2.8119102835553744,"d":"2.81191"},{"v":3.8269084595823526E-3,"d":"0.00383"},{"v":-3.6208111524582143E-3,"d":"-0.00362"},{"v":0.001238932991027841,"d":"0.00124"},"OK",null,{"v":1.1868238913561442,"d":"1.18682"},0.2539222461539114,0.3210902869819675,null,{"$f":"TEXT($Y37, \"0\" & DeciSep() & \"00000\") & ListSep() & TEXT($Z37, \"0\" & DeciSep() & \"00000\")","v":"0.25392,0.32109"}]
[{"$nulls":13},0.2540041208267212,0.3155800402164459,8.511588096618652,null,{"v":0.34770044402116973,"d":"0.34770"},{"v":2.8762385630122134E-3,"d":"0.00288"},{"v":2.704120826721168E-3,"d":"0.00270"},{"v":0.000980040216445932,"d":"0.00098"},"OK",null,{"v":1.2217304763960306,"d":"1.22173"},0.2536941410032797,0.32117784834550134,null,{"$f":"TEXT($Y38, \"0\" & DeciSep() & \"00000\") & ListSep() & TEXT($Z38, \"0\" & DeciSep() & \"00000\")","v":"0.25369,0.32118"}]
[{"$nulls":13},0.25357183814048767,0.3147772252559662,8.48852825164795,null,{"v":0.07785196409859027,"d":"0.07785"},{"v":2.2787402940937906E-3,"d":"0.00228"},{"v":2.2718381404876475E-3,"d":"0.00227"},{"v":1.7722525596619571E-4,"d":"0.00018"},"OK",null,{"v":1.2566370614359172,"d":"1.25664"},0.2534631189606247,0.3212573956140661,null,{"$f":"TEXT($Y39, \"0\" & DeciSep() & \"00000\") & ListSep() & TEXT($Z39, \"0\" & DeciSep() & \"00000\")","v":"0.25346,0.32126"}]
[{"$nulls":13},0.2491637021303177,0.3166005611419678,8.498848915100098,null,{"v":2.3889942659415646,"d":"2.38899"},{"v":2.9267752682364807E-3,"d":"0.00293"},{"v":-0.002136297869682335,"d":"-0.00214"},{"v":0.002000561141967783,"d":"0.00200"},"OK",null,{"v":1.2915436464758039,"d":"1.29154"},0.253229461490719,0.32132883187156824,null,{"$f":"TEXT($Y40, \"0\" & DeciSep() & \"00000\") & ListSep() & TEXT($Z40, \"0\" & DeciSep() & \"00000\")","v":"0.25323,0.32133"}]
[{"$nulls":13},0.24758394062519073,0.3116733133792877,8.399287223815918,null,{"v":-2.474472129288052,"d":"-2.47447"},{"v":0.004730178839427133,"d":"0.00473"},{"v":-3.7160593748092885E-3,"d":"-0.00372"},{"v":-2.9266866207122715E-3,"d":"-0.00293"},"OK",null,{"v":1.3264502315156903,"d":"1.32645"},0.2529934532691977,0.32139207008393195,null,{"$f":"TEXT($Y41, \"0\" & DeciSep() & \"00000\") & ListSep() & TEXT($Z41, \"0\" & DeciSep() & \"00000\")","v":"0.25299,0.32139"}]
[{"$nulls":13},0.2491743117570877,0.31520771980285645,8.52890396118164,null,{"v":2.8631275959150213,"d":"2.86313"},{"v":0.002210853650705884,"d":"0.00221"},{"v":-2.1256882429123154E-3,"d":"-0.00213"},{"v":6.0771980285645433E-4,"d":"0.00061"},"OK",null,{"v":1.361356816555577,"d":"1.36136"},0.2527553818357243,0.3214470332051366,null,{"$f":"TEXT($Y42, \"0\" & DeciSep() & \"00000\") & ListSep() & TEXT($Z42, \"0\" & DeciSep() & \"00000\")","v":"0.25276,0.32145"}]
[{"$nulls":13},0.24797973036766052,0.31719568371772766,8.572394371032715,null,{"v":2.4780674806538245,"d":"2.47807"},{"v":0.004214470832015857,"d":"0.00421"},{"v":-3.3202696323395005E-3,"d":"-0.00332"},{"v":2.5956837177276717E-3,"d":"0.00260"},"OK",null,{"v":1.3962634015954636,"d":"1.39626"},0.25251553724366854,0.32149365427108545,null,{"$f":"TEXT($Y43, \"0\" & DeciSep() & \"00000\") & ListSep() & TEXT($Z43, \"0\" & DeciSep() & \"00000\")","v":"0.25252,0.32149"}]
[{"$nulls":13},0.24976854026317596,0.31349897384643555,8.473929405212402,null,{"v":-2.5182687046857097,"d":"-2.51827"},{"v":1.8861674147185692E-3,"d":"0.00189"},{"v":-1.531459736824059E-3,"d":"-0.00153"},{"v":-1.1010261535644439E-3,"d":"-0.00110"},"OK",null,{"v":1.43116998663535,"d":"1.43117"},0.2522742117067205,0.32153187648119097,null,{"$f":"TEXT($Y44, \"0\" & DeciSep() & \"00000\") & ListSep() & TEXT($Z44, \"0\" & DeciSep() & \"00000\")","v":"0.25227,0.32153"}]
[{"$nulls":13},0.24858389794826508,0.31863662600517273,8.611623764038086,null,{"v":2.163077423988865,"d":"2.16308"},{"v":0.004865342728017793,"d":"0.00487"},{"v":-2.7161020517349485E-3,"d":"-0.00272"},{"v":0.004036626005172739,"d":"0.00404"},"OK",null,{"v":1.4660765716752369,"d":"1.46608"},0.2520316992428736,0.3215616532675779,null,{"$f":"TEXT($Y45, \"0\" & DeciSep() & \"00000\") & ListSep() & TEXT($Z45, \"0\" & DeciSep() & \"00000\")","v":"0.25203,0.32156"}]
[{"$nulls":13},0.25234487652778625,0.31240391731262207,8.437561988830566,null,{"v":-1.126702747595,"d":"-1.12670"},{"v":0.002431983990103479,"d":"0.00243"},{"v":1.0448765277862313E-3,"d":"0.00104"},{"v":-2.1960826873779205E-3,"d":"-0.00220"},"OK",null,{"v":1.5009831567151233,"d":"1.50098"},0.2517882953162089,0.3215829483518188,null,{"$f":"TEXT($Y46, \"0\" & DeciSep() & \"00000\") & ListSep() & TEXT($Z46, \"0\" & DeciSep() & \"00000\")","v":"0.25179,0.32158"}]
[{"$nulls":13},0.25147268176078796,0.3206150531768799,8.700377464294434,null,{"v":1.542095941319641,"d":"1.54210"},{"v":0.006017531363541174,"d":"0.00602"},{"v":1.7268176078794035E-4,"d":"0.00017"},{"v":6.015053176879892E-3,"d":"0.00602"},"OK",null,{"v":1.53588974175501,"d":"1.53589"},0.2515442964769175,0.32159573578913364,null,{"$f":"TEXT($Y47, \"0\" & DeciSep() & \"00000\") & ListSep() & TEXT($Z47, \"0\" & DeciSep() & \"00000\")","v":"0.25154,0.32160"}]
[{"$nulls":13},0.25284457206726074,0.31561478972435,8.496976852416992,null,{"v":0.5812830626594537,"d":"0.58128"},{"v":1.848107425343118E-3,"d":"0.00185"},{"v":1.5445720672607188E-3,"d":"0.00154"},{"v":1.0147897243499848E-3,"d":"0.00101"},"OK",null,{"v":1.5707963267948966,"d":"1.57080"},0.2513,0.3216,null,{"$f":"TEXT($Y48, \"0\" & DeciSep() & \"00000\") & ListSep() & TEXT($Z48, \"0\" & DeciSep() & \"00000\")","v":"0.25130,0.32160"}]
[{"$nulls":13},0.2508346438407898,0.31331726908683777,8.385335922241211,null,{"v":-1.9188156210450436,"d":"-1.91882"},{"v":1.3645347010966353E-3,"d":"0.00136"},{"v":-4.6535615921022844E-4,"d":"-0.00047"},{"v":-1.2827309131622222E-3,"d":"-0.00128"},"OK",null,{"v":1.605702911834783,"d":"1.60570"},0.25105570352308254,0.32159573578913364,null,{"$f":"TEXT($Y49, \"0\" & DeciSep() & \"00000\") & ListSep() & TEXT($Z49, \"0\" & DeciSep() & \"00000\")","v":"0.25106,0.32160"}]
[{"$nulls":13},0.2511475086212158,0.31592458486557007,8.536460876464844,null,{"v":1.6854156370204523,"d":"1.68542"},{"v":1.333333674179426E-3,"d":"0.00133"},{"v":-1.5249137878420291E-4,"d":"-0.00015"},{"v":1.3245848655700776E-3,"d":"0.00132"},"OK",null,{"v":1.6406094968746698,"d":"1.64061"},0.25081170468379116,0.3215829483518188,null,{"$f":"TEXT($Y50, \"0\" & DeciSep() & \"00000\") & ListSep() & TEXT($Z50, \"0\" & DeciSep() & \"00000\")","v":"0.25081,0.32158"}]
[{"$nulls":13},0.2540687322616577,0.3184235990047455,8.586187362670898,null,{"v":0.9440672902398077,"d":"0.94407"},{"v":4.720782528970683E-3,"d":"0.00472"},{"v":2.7687322616576915E-3,"d":"0.00277"},{"v":3.8235990047454926E-3,"d":"0.00382"},"OK",null,{"v":1.6755160819145563,"d":"1.67552"},0.25056830075712644,0.3215616532675779,null,{"$f":"TEXT($Y51, \"0\" & DeciSep() & \"00000\") & ListSep() & TEXT($Z51, \"0\" & DeciSep() & \"00000\")","v":"0.25057,0.32156"}]
[{"$nulls":13},0.25381162762641907,0.31316807866096497,8.447521209716797,null,{"v":-0.5181567518970794,"d":"-0.51816"},{"v":0.002891136810144968,"d":"0.00289"},{"v":2.511627626419044E-3,"d":"0.00251"},{"v":-1.4319213390350247E-3,"d":"-0.00143"},"OK",null,{"v":1.710422666954443,"d":"1.71042"},0.25032578829327956,0.32153187648119097,null,{"$f":"TEXT($Y52, \"0\" & DeciSep() & \"00000\") & ListSep() & TEXT($Z52, \"0\" & DeciSep() & \"00000\")","v":"0.25033,0.32153"}]
[{"$nulls":13},0.2490742802619934,0.31305408477783203,8.447074890136719,null,{"v":-2.53452117856317,"d":"-2.53452"},{"v":0.002709922918882168,"d":"0.00271"},{"v":-0.002225719738006615,"d":"-0.00223"},{"v":-1.5459152221679602E-3,"d":"-0.00155"},"OK",null,{"v":1.7453292519943295,"d":"1.74533"},0.2500844627563315,0.32149365427108545,null,{"$f":"TEXT($Y53, \"0\" & DeciSep() & \"00000\") & ListSep() & TEXT($Z53, \"0\" & DeciSep() & \"00000\")","v":"0.25008,0.32149"}]
[{"$nulls":13},0.24736523628234863,0.3189559280872345,8.617195129394531,null,{"v":2.3054384552350826,"d":"2.30544"},{"v":0.00586996380013576,"d":"0.00587"},{"v":-0.00393476371765139,"d":"-0.00393"},{"v":0.004355928087234507,"d":"0.00436"},"OK",null,{"v":1.780235837034216,"d":"1.78024"},0.24984461816427572,0.3214470332051366,null,{"$f":"TEXT($Y54, \"0\" & DeciSep() & \"00000\") & ListSep() & TEXT($Z54, \"0\" & DeciSep() & \"00000\")","v":"0.24984,0.32145"}]
[{"$nulls":13},0.2513868808746338,0.31766635179519653,8.564080238342285,null,{"v":1.5424702760142828,"d":"1.54247"},{"v":3.0675823735121094E-3,"d":"0.00307"},{"v":8.6880874633765839E-5,"d":"0.00009"},{"v":3.0663517951965424E-3,"d":"0.00307"},"OK",null,{"v":1.8151424220741028,"d":"1.81514"},0.24960654673080235,0.32139207008393195,null,{"$f":"TEXT($Y55, \"0\" & DeciSep() & \"00000\") & ListSep() & TEXT($Z55, \"0\" & DeciSep() & \"00000\")","v":"0.24961,0.32139"}]
[{"$nulls":13},0.2508876323699951,0.31337031722068787,8.42858600616455,null,{"v":-1.8943560375085609,"d":"-1.89436"},{"v":1.2969837315913622E-3,"d":"0.00130"},{"v":-4.1236763000490612E-4,"d":"-0.00041"},{"v":-1.2296827793121248E-3,"d":"-0.00123"},"OK",null,{"v":1.8500490071139892,"d":"1.85005"},0.24937053850928104,0.32132883187156824,null,{"$f":"TEXT($Y56, \"0\" & DeciSep() & \"00000\") & ListSep() & TEXT($Z56, \"0\" & DeciSep() & \"00000\")","v":"0.24937,0.32133"}]
[{"$nulls":13},0.2551192045211792,0.3099241554737091,8.326155662536621,null,{"v":-0.8858983433712696,"d":"-0.88590"},{"v":0.006037370719828283,"d":"0.00604"},{"v":3.8192045211791754E-3,"d":"0.00382"},{"v":-0.004675844526290884,"d":"-0.00468"},"OK",null,{"v":1.8849555921538759,"d":"1.88496"},0.2491368810393754,0.3212573956140661,null,{"$f":"TEXT($Y57, \"0\" & DeciSep() & \"00000\") & ListSep() & TEXT($Z57, \"0\" & DeciSep() & \"00000\")","v":"0.24914,0.32126"}]
[{"$nulls":13},0.2531115710735321,0.31260979175567627,8.436819076538086,null,{"v":-0.832351408611367,"d":"-0.83235"},{"v":0.002691229943767772,"d":"0.00269"},{"v":1.8115710735320811E-3,"d":"0.00181"},{"v":-1.9902082443237212E-3,"d":"-0.00199"},"OK",null,{"v":1.9198621771937625,"d":"1.91986"},0.24890585899672035,0.32117784834550134,null,{"$f":"TEXT($Y58, \"0\" & DeciSep() & \"00000\") & ListSep() & TEXT($Z58, \"0\" & DeciSep() & \"00000\")","v":"0.24891,0.32118"}]
[{"$nulls":13},0.25154581665992737,0.3196830451488495,8.681260108947754,null,{"v":1.5224738565759577,"d":"1.52247"},{"v":0.005088985538939979,"d":"0.00509"},{"v":2.4581665992734491E-4,"d":"0.00025"},{"v":0.005083045148849496,"d":"0.00508"},"OK",null,{"v":1.9547687622336491,"d":"1.95477"},0.24867775384608864,0.3210902869819675,null,{"$f":"TEXT($Y59, \"0\" & DeciSep() & \"00000\") & ListSep() & TEXT($Z59, \"0\" & DeciSep() & \"00000\")","v":"0.24868,0.32109"}]
[{"$nulls":13},0.2543126046657562,0.3168838322162628,8.660675048828125,null,{"v":0.6486600570300827,"d":"0.64866"},{"v":3.7804333698897557E-3,"d":"0.00378"},{"v":3.0126046657562022E-3,"d":"0.00301"},{"v":2.2838322162628266E-3,"d":"0.00228"},"OK",null,{"v":1.9896753472735356,"d":"1.98968"},0.2484528434984694,0.3209948182034982,null,{"$f":"TEXT($Y60, \"0\" & DeciSep() & \"00000\") & ListSep() & TEXT($Z60, \"0\" & DeciSep() & \"00000\")","v":"0.24845,0.32099"}]
[{"$nulls":13},0.2529609203338623,0.31725332140922546,8.60836410522461,null,{"v":1.0114941737620478,"d":"1.01149"},{"v":3.1302988445340873E-3,"d":"0.00313"},{"v":1.6609203338622813E-3,"d":"0.00166"},{"v":0.002653321409225473,"d":"0.00265"},"OK",null,{"v":2.0245819323134224,"d":"2.02458"},0.24823140197247648,0.32089155832409416,null,{"$f":"TEXT($Y61, \"0\" & DeciSep() & \"00000\") & ListSep() & TEXT($Z61, \"0\" & DeciSep() & \"00000\")","v":"0.24823,0.32089"}]
[{"$nulls":13},0.24728938937187195,0.31243959069252014,8.403303146362305,null,{"v":-2.6474870493400156,"d":"-2.64749"},{"v":4.555476482904882E-3,"d":"0.00456"},{"v":-0.004010610628128074,"d":"-0.00401"},{"v":-2.1604093074798505E-3,"d":"-0.00216"},"OK",null,{"v":2.0594885173533086,"d":"2.05949"},0.24801369906049878,0.3207806331500125,null,{"$f":"TEXT($Y62, \"0\" & DeciSep() & \"00000\") & ListSep() & TEXT($Z62, \"0\" & DeciSep() & \"00000\")","v":"0.24801,0.32078"}]
[{"$nulls":13},0.25422561168670654,0.31987810134887695,8.693918228149414,null,{"v":1.064663549234433,"d":"1.06466"},{"v":6.034696147314343E-3,"d":"0.00603"},{"v":0.002925611686706519,"d":"0.00293"},{"v":0.005278101348876962,"d":"0.00528"},"OK",null,{"v":2.0943951023931953,"d":"2.09440"},0.24780000000000002,0.32066217782649103,null,{"$f":"TEXT($Y63, \"0\" & DeciSep() & \"00000\") & ListSep() & TEXT($Z63, \"0\" & DeciSep() & \"00000\")","v":"0.24780,0.32066"}]
[{"$nulls":13},0.25108838081359863,0.3172547519207001,8.572973251342773,null,{"v":1.6503414854247587,"d":"1.65034"},{"v":2.6631730023627762E-3,"d":"0.00266"},{"v":-2.1161918640139028E-4,"d":"-0.00021"},{"v":2.6547519207000825E-3,"d":"0.00265"},"OK",null,{"v":2.129301687433082,"d":"2.12930"},0.2475905651503676,0.320536336673095,null,{"$f":"TEXT($Y64, \"0\" & DeciSep() & \"00000\") & ListSep() & TEXT($Z64, \"0\" & DeciSep() & \"00000\")","v":"0.24759,0.32054"}]
[{"$nulls":13},0.25516027212142944,0.3208596408367157,8.74381160736084,null,{"v":1.018193426794955,"d":"1.01819"},{"v":0.007354237163442862,"d":"0.00735"},{"v":3.86027212142942E-3,"d":"0.00386"},{"v":6.2596408367157075E-3,"d":"0.00626"},"NG",null,{"v":2.1642082724729685,"d":"2.16421"},0.2473856496757048,0.3204032630078853,null,{"$f":"TEXT($Y65, \"0\" & DeciSep() & \"00000\") & ListSep() & TEXT($Z65, \"0\" & DeciSep() & \"00000\")","v":"0.24739,0.32040"}]
[{"$nulls":13},0.2538270652294159,0.31014639139175415,8.360032081604004,null,{"v":-1.054677508712229,"d":"-1.05468"},{"v":0.005120614055869095,"d":"0.00512"},{"v":2.5270652294158706E-3,"d":"0.00253"},{"v":-0.004453608608245841,"d":"-0.00445"},"OK",null,{"v":2.199114857512855,"d":"2.19911"},0.24718550323395272,0.32026311896062465,null,{"$f":"TEXT($Y66, \"0\" & DeciSep() & \"00000\") & ListSep() & TEXT($Z66, \"0\" & DeciSep() & \"00000\")","v":"0.24719,0.32026"}]
[{"$nulls":13},0.24714131653308868,0.3116379678249359,8.415396690368652,null,{"$f":"(ATAN2($N67-$A$3, $O67-$A$6))-$C$15","v":{"v":-2.522690863406275,"d":"-2.52269"}},{"$f":"SQRT(($N67-$A$3)^2+($O67-$A$6)^2)","v":{"v":0.005105710801061547,"d":"0.00511"}},{"v":-0.004158683466911338,"d":"-0.00416"},{"v":-2.9620321750640785E-3,"d":"-0.00296"},{"$f":"IF(($T67/$A$9)^2 +($U67/$A$12)^2<=1, \"OK\", \"NG\")","v":"OK"},null,{"v":2.234021442552742,"d":"2.23402"},{"$f":"$A$3+$A$9*COS($X67)*COS($C$15)-$A$12*SIN($X67)*SIN($C$15)","v":0.24699036967272042},{"$f":"$A$6+$A$9*COS($X67)*SIN($C$15)+$A$12*SIN($X67)*COS($C$15)","v":0.32011607527524705},null,{"$f":"TEXT($Y67, \"0\" & DeciSep() & \"00000\") & ListSep() & TEXT($Z67, \"0\" & DeciSep() & \"00000\")","v":"0.24699,0.32012"}]
[{"$nulls":13},0.2535842955112457,0.3161391615867615,8.501476287841797,null,{"v":0.5929258046687095,"d":"0.59293"},{"v":2.7544553677377676E-3,"d":"0.00275"},{"$f":"$S68*COS($R68)","v":{"v":2.2842955112457037E-3,"d":"0.00228"}},{"$f":"$S68*SIN($R68)","v":{"v":1.5391615867614836E-3,"d":"0.00154"}},"OK",null,{"v":2.2689280275926285,"d":"2.26893"},0.24680048673219424,0.3199623111018328,null,{"$f":"TEXT($Y68, \"0\" & DeciSep() & \"00000\") & ListSep() & TEXT($Z68, \"0\" & DeciSep() & \"00000\")","v":"0.24680,0.31996"}]
[{"$nulls":13},0.24716301262378693,0.31458336114883423,8.462862968444824,null,{"v":-3.1375707023640915,"d":"-3.13757"},{"v":0.004137020836582122,"d":"0.00414"},{"v":-0.004136987376213097,"d":"-0.00414"},{"v":-1.6638851165763406E-5,"d":"-0.00002"},"OK",null,{"v":2.303834612632515,"d":"2.30383"},0.24661608575548802,0.3198020137783418,null,{"$f":"TEXT($Y69, \"0\" & DeciSep() & \"00000\") & ListSep() & TEXT($Z69, \"0\" & DeciSep() & \"00000\")","v":"0.24662,0.31980"}]
[{"$nulls":13},0.2505895793437958,0.3141188621520996,8.466878890991211,null,{"v":-2.5462936039755992,"d":"-2.54629"},{"v":8.580158142154976E-4,"d":"0.00086"},{"v":-7.1042065620424688E-4,"d":"-0.00071"},{"v":-4.8113784790038155E-4,"d":"-0.00048"},"OK",null,{"v":2.3387411976724013,"d":"2.33874"},0.24643739140678705,0.31963537860237057,null,{"$f":"TEXT($Y70, \"0\" & DeciSep() & \"00000\") & ListSep() & TEXT($Z70, \"0\" & DeciSep() & \"00000\")","v":"0.24644,0.31964"}]
[{"$nulls":13},0.2498963624238968,0.3083871603012085,8.284809112548828,null,{"v":-1.7929912934792938,"d":"-1.79299"},{"v":0.006369425057878345,"d":"0.00637"},{"v":-1.4036375761032338E-3,"d":"-0.00140"},{"v":-6.2128396987914955E-3,"d":"-0.00621"},"OK",null,{"v":2.3736477827122884,"d":"2.37365"},0.24626462139762947,0.31946260859321296,null,{"$f":"TEXT($Y71, \"0\" & DeciSep() & \"00000\") & ListSep() & TEXT($Z71, \"0\" & DeciSep() & \"00000\")","v":"0.24626,0.31946"}]
[{"$nulls":13},0.25110289454460144,0.3138621747493744,8.447458267211914,null,{"v":-1.8318441400125998,"d":"-1.83184"},{"v":7.6369932631148354E-4,"d":"0.00076"},{"v":-1.971054553985829E-4,"d":"-0.00020"},{"v":-7.3782525062560111E-4,"d":"-0.00074"},"OK",null,{"v":2.4085543677521746,"d":"2.40855"},0.24609798622165827,0.319283914244512,null,{"$f":"TEXT($Y72, \"0\" & DeciSep() & \"00000\") & ListSep() & TEXT($Z72, \"0\" & DeciSep() & \"00000\")","v":"0.24610,0.31928"}]
[{"$nulls":13},0.24960249662399292,0.3159920871257782,8.527151107788086,null,{"v":2.454727678452155,"d":"2.45473"},{"v":2.1953187188453855E-3,"d":"0.00220"},{"v":-1.6975033760071032E-3,"d":"-0.00170"},{"v":1.3920871257782077E-3,"d":"0.00139"},"OK",null,{"v":2.443460952792061,"d":"2.44346"},0.24593768889816717,0.3190995132678058,null,{"$f":"TEXT($Y73, \"0\" & DeciSep() & \"00000\") & ListSep() & TEXT($Z73, \"0\" & DeciSep() & \"00000\")","v":"0.24594,0.31910"}]
[{"$nulls":13},0.2496982216835022,0.3122583031654358,8.418608665466309,null,{"v":-2.170719910930753,"d":"-2.17072"},{"v":2.83711787562847E-3,"d":"0.00284"},{"v":-0.001601778316497826,"d":"-0.00160"},{"v":-2.3416968345641997E-3,"d":"-0.00234"},"OK",null,{"v":2.478367537831948,"d":"2.47837"},0.24578392472475297,0.3189096303272796,null,{"$f":"TEXT($Y74, \"0\" & DeciSep() & \"00000\") & ListSep() & TEXT($Z74, \"0\" & DeciSep() & \"00000\")","v":"0.24578,0.31891"}]
[{"$nulls":13},0.25094372034072876,0.3151881694793701,8.48918628692627,null,{"v":2.1154280663220257,"d":"2.11543"},{"v":6.8766164068746283E-4,"d":"0.00069"},{"v":-3.5627965927126332E-4,"d":"-0.00036"},{"v":5.8816947937012653E-4,"d":"0.00059"},"OK",null,{"v":2.5132741228718345,"d":"2.51327"},0.2456368810393754,0.3187144967660473,null,{"$f":"TEXT($Y75, \"0\" & DeciSep() & \"00000\") & ListSep() & TEXT($Z75, \"0\" & DeciSep() & \"00000\")","v":"0.24564,0.31871"}]
[{"$nulls":13},0.24917764961719513,0.32136067748069763,8.704628944396973,null,{"v":1.874979522076639,"d":"1.87498"},{"v":0.007085981311392536,"d":"0.00709"},{"v":-0.002122350382804893,"d":"-0.00212"},{"v":0.006760677480697642,"d":"0.00676"},"NG",null,{"v":2.548180707911721,"d":"2.54818"},0.24549673699211474,0.3185143503242952,null,{"$f":"TEXT($Y76, \"0\" & DeciSep() & \"00000\") & ListSep() & TEXT($Z76, \"0\" & DeciSep() & \"00000\")","v":"0.24550,0.31851"}]
[{"$nulls":13},0.2500626742839813,0.3202350437641144,8.626111030578613,null,{"v":1.786943075163577,"d":"1.78694"},{"v":0.005769288790744112,"d":"0.00577"},{"v":-1.237325716018699E-3,"d":"-0.00124"},{"v":0.005635043764114389,"d":"0.00564"},"OK",null,{"v":2.5830872929516078,"d":"2.58309"},0.24536366332690504,0.3183094348496324,null,{"$f":"TEXT($Y77, \"0\" & DeciSep() & \"00000\") & ListSep() & TEXT($Z77, \"0\" & DeciSep() & \"00000\")","v":"0.24536,0.31831"}]
[{"$nulls":13},0.24466732144355774,0.31743329763412476,8.538491249084473,null,{"v":2.7378833505570173,"d":"2.73788"},{"v":7.212489190052648E-3,"d":"0.00721"},{"v":-6.632678556442285E-3,"d":"-0.00663"},{"v":0.002833297634124765,"d":"0.00283"},"NG",null,{"v":2.6179938779914944,"d":"2.61799"},0.24523782217350895,0.3181,null,{"$f":"TEXT($Y78, \"0\" & DeciSep() & \"00000\") & ListSep() & TEXT($Z78, \"0\" & DeciSep() & \"00000\")","v":"0.24524,0.31810"}]
[{"$nulls":13},0.25139206647872925,0.31517061591148376,8.495820999145508,null,{"v":1.4108291367364303,"d":"1.41083"},{"v":5.7799546273656585E-4,"d":"0.00058"},{"v":9.2066478729224715E-5,"d":"0.00009"},{"v":5.7061591148377389E-4,"d":"0.00057"},"OK",null,{"v":2.6529004630313806,"d":"2.65290"},0.24511936684998753,0.3178863009395012,null,{"$f":"TEXT($Y79, \"0\" & DeciSep() & \"00000\") & ListSep() & TEXT($Z79, \"0\" & DeciSep() & \"00000\")","v":"0.24512,0.31789"}]
[{"$nulls":13},0.25783199071884155,0.3244933784008026,8.876399040222168,null,{"v":0.9872571065887478,"d":"0.98726"},{"v":0.011855203032107874,"d":"0.01186"},{"v":0.006531990718841529,"d":"0.00653"},{"v":0.009893378400802622,"d":"0.00989"},"NG",null,{"v":2.6878070480712677,"d":"2.68781"},0.24500844167590585,0.3176685980275235,null,{"$f":"TEXT($Y80, \"0\" & DeciSep() & \"00000\") & ListSep() & TEXT($Z80, \"0\" & DeciSep() & \"00000\")","v":"0.24501,0.31767"}]
[{"$nulls":13},0.25459691882133484,0.3113435208797455,8.381172180175781,null,{"v":-0.7792274427797494,"d":"-0.77923"},{"v":0.0046340403510463,"d":"0.00463"},{"v":0.003296918821334816,"d":"0.00330"},{"v":-0.003256479120254507,"d":"-0.00326"},"OK",null,{"v":2.722713633111154,"d":"2.72271"},0.2449051817965018,0.3174471565015306,null,{"$f":"TEXT($Y81, \"0\" & DeciSep() & \"00000\") & ListSep() & TEXT($Z81, \"0\" & DeciSep() & \"00000\")","v":"0.24491,0.31745"}]
[{"$nulls":13},0.247340589761734,0.3140747547149658,8.483373641967773,null,{"v":-3.009705252715853,"d":"-3.00971"},{"v":0.003994097150087409,"d":"0.00399"},{"v":-0.003959410238266014,"d":"-0.00396"},{"v":-5.252452850341711E-4,"d":"-0.00053"},"OK",null,{"v":2.7576202181510405,"d":"2.75762"},0.2448097130180325,0.31722224615391137,null,{"$f":"TEXT($Y82, \"0\" & DeciSep() & \"00000\") & ListSep() & TEXT($Z82, \"0\" & DeciSep() & \"00000\")","v":"0.24481,0.31722"}]
[{"$nulls":13},0.25254493951797485,0.3142811954021454,8.496007919311523,null,{"v":-0.25069314566512685,"d":"-0.25069"},{"v":1.2851111916984612E-3,"d":"0.00129"},{"v":1.2449395179748302E-3,"d":"0.00124"},{"v":-3.1880459785460507E-4,"d":"-0.00032"},"OK",null,{"v":2.792526803190927,"d":"2.79253"},0.24472215165449868,0.31699414100327966,null,{"$f":"TEXT($Y83, \"0\" & DeciSep() & \"00000\") & ListSep() & TEXT($Z83, \"0\" & DeciSep() & \"00000\")","v":"0.24472,0.31699"}]
[{"$nulls":13},0.24558080732822418,0.31697601079940796,8.555928230285645,null,{"v":2.7478428126692584,"d":"2.74784"},{"v":0.006193108438885741,"d":"0.00619"},{"v":-0.005719192671775841,"d":"-0.00572"},{"v":0.002376010799407969,"d":"0.00238"},"OK",null,{"v":2.827433388230814,"d":"2.82743"},0.24464260438593394,0.31676311896062465,null,{"$f":"TEXT($Y84, \"0\" & DeciSep() & \"00000\") & ListSep() & TEXT($Z84, \"0\" & DeciSep() & \"00000\")","v":"0.24464,0.31676"}]
[{"$nulls":13},0.2544068694114685,0.31600019335746765,8.549036026000977,null,{"v":0.42341644863723243,"d":"0.42342"},{"v":0.003407811464593526,"d":"0.00341"},{"v":3.1068694114684825E-3,"d":"0.00311"},{"v":1.4001933574676606E-3,"d":"0.00140"},"OK",null,{"v":2.8623399732707,"d":"2.86234"},0.2445711681284318,0.316529461490719,null,{"$f":"TEXT($Y85, \"0\" & DeciSep() & \"00000\") & ListSep() & TEXT($Z85, \"0\" & DeciSep() & \"00000\")","v":"0.24457,0.31653"}]
[{"$nulls":13},0.2494029849767685,0.3178604543209076,8.572762489318848,null,{"v":2.097744920028335,"d":"2.09774"},{"v":0.003772164945636812,"d":"0.00377"},{"v":-1.8970150232315284E-3,"d":"-0.00190"},{"v":0.003260454320907603,"d":"0.00326"},"OK",null,{"v":2.897246558310587,"d":"2.89725"},0.24450792991606804,0.31629345326919767,null,{"$f":"TEXT($Y86, \"0\" & DeciSep() & \"00000\") & ListSep() & TEXT($Z86, \"0\" & DeciSep() & \"00000\")","v":"0.24451,0.31629"}]
[{"$nulls":13},0.24840916693210602,0.3117217719554901,8.391660690307617,null,{"v":-2.3583794216881366,"d":"-2.35838"},{"v":0.004079351970918007,"d":"0.00408"},{"v":-0.002890833067894005,"d":"-0.00289"},{"v":-0.002878228044509879,"d":"-0.00288"},"OK",null,{"v":2.9321531433504737,"d":"2.93215"},0.2444529667948634,0.3160553818357243,null,{"$f":"TEXT($Y87, \"0\" & DeciSep() & \"00000\") & ListSep() & TEXT($Z87, \"0\" & DeciSep() & \"00000\")","v":"0.24445,0.31606"}]
[{"$nulls":13},0.24732793867588043,0.3133629262447357,8.428565979003906,null,{"v":-2.839670333306009,"d":"-2.83967"},{"v":0.004160243098489598,"d":"0.00416"},{"v":-0.003972061324119591,"d":"-0.00397"},{"v":-1.2370737552642736E-3,"d":"-0.00124"},"OK",null,{"v":2.9670597283903604,"d":"2.96706"},0.24440634572891456,0.3158155372436685,null,{"$f":"TEXT($Y88, \"0\" & DeciSep() & \"00000\") & ListSep() & TEXT($Z88, \"0\" & DeciSep() & \"00000\")","v":"0.24441,0.31582"}]
[{"$nulls":13},0.2530425786972046,0.3090372681617737,8.347234725952148,null,{"v":-1.2672196624369203,"d":"-1.26722"},{"v":0.005829285206607052,"d":"0.00583"},{"v":1.7425786972045663E-3,"d":"0.00174"},{"v":-0.005562731838226309,"d":"-0.00556"},"OK",null,{"v":3.0019663134302466,"d":"3.00197"},0.24436812351880904,0.31557421170672045,null,{"$f":"TEXT($Y89, \"0\" & DeciSep() & \"00000\") & ListSep() & TEXT($Z89, \"0\" & DeciSep() & \"00000\")","v":"0.24437,0.31557"}]
[{"$nulls":13},0.2574840188026428,0.3206426501274109,8.786897659301758,null,{"v":0.7738363572493564,"d":"0.77384"},{"v":0.008646138393163657,"d":"0.00865"},{"v":0.006184018802642799,"d":"0.00618"},{"v":0.006042650127410899,"d":"0.00604"},"NG",null,{"v":3.036872898470133,"d":"3.03687"},0.2443383467324221,0.3153316992428736,null,{"$f":"TEXT($Y90, \"0\" & DeciSep() & \"00000\") & ListSep() & TEXT($Z90, \"0\" & DeciSep() & \"00000\")","v":"0.24434,0.31533"}]
[{"$nulls":13},0.25205451250076294,0.31645816564559937,8.61601448059082,null,{"v":1.1850833322129775,"d":"1.18508"},{"v":0.002005509581202057,"d":"0.00201"},{"v":7.5451250076291631E-4,"d":"0.00075"},{"v":1.8581656455993745E-3,"d":"0.00186"},"OK",null,{"v":3.07177948351002,"d":"3.07178"},0.24431705164818127,0.31508829531620886,null,{"$f":"TEXT($Y91, \"0\" & DeciSep() & \"00000\") & ListSep() & TEXT($Z91, \"0\" & DeciSep() & \"00000\")","v":"0.24432,0.31509"}]
[{"$nulls":13},0.2477746456861496,0.31646156311035156,8.54661750793457,null,{"v":2.6557577214545978,"d":"2.65576"},{"v":3.986670321459454E-3,"d":"0.00399"},{"v":-3.5253543138504258E-3,"d":"-0.00353"},{"v":1.8615631103515722E-3,"d":"0.00186"},"OK",null,{"v":3.106686068549907,"d":"3.10669"},0.24430426421086635,0.3148442964769175,null,{"$f":"TEXT($Y92, \"0\" & DeciSep() & \"00000\") & ListSep() & TEXT($Z92, \"0\" & DeciSep() & \"00000\")","v":"0.24430,0.31484"}]
[{"$nulls":13},0.2521992027759552,0.32177701592445374,8.719674110412598,null,{"v":1.4461565652290695,"d":"1.44616"},{"v":0.007233126793589902,"d":"0.00723"},{"v":8.9920277595517694E-4,"d":"0.00090"},{"v":0.007177015924453745,"d":"0.00718"},"NG",null,{"v":3.141592653589793,"d":"3.14159"},0.24430000000000002,0.3146,null,{"$f":"TEXT($Y93, \"0\" & DeciSep() & \"00000\") & ListSep() & TEXT($Z93, \"0\" & DeciSep() & \"00000\")","v":"0.24430,0.31460"}]
[{"$nulls":13},0.2555084526538849,0.31622031331062317,8.550464630126953,null,{"v":0.36752105980065786,"d":"0.36752"},{"v":0.004509599645708386,"d":"0.00451"},{"v":0.004208452653884864,"d":"0.00421"},{"v":1.620313310623178E-3,"d":"0.00162"},"OK",null,{"v":3.1764992386296798,"d":"3.17650"},0.24430426421086635,0.3143557035230825,null,{"$f":"TEXT($Y94, \"0\" & DeciSep() & \"00000\") & ListSep() & TEXT($Z94, \"0\" & DeciSep() & \"00000\")","v":"0.24430,0.31436"}]
[{"$nulls":13},0.2506251931190491,0.30919867753982544,8.346921920776367,null,{"v":-1.6950859826768432,"d":"-1.69509"},{"v":0.005443312286224704,"d":"0.00544"},{"v":-6.7480688095095023E-4,"d":"-0.00067"},{"v":-0.005401322460174551,"d":"-0.00540"},"OK",null,{"v":3.211405823669566,"d":"3.21141"},0.24431705164818127,0.3141117046837911,null,{"$f":"TEXT($Y95, \"0\" & DeciSep() & \"00000\") & ListSep() & TEXT($Z95, \"0\" & DeciSep() & \"00000\")","v":"0.24432,0.31411"}]
[{"$nulls":13},0.24683475494384766,0.3167113661766052,8.516735076904297,null,{"v":2.699904551564697,"d":"2.69990"},{"v":4.93925910873339E-3,"d":"0.00494"},{"v":-0.004465245056152367,"d":"-0.00447"},{"v":2.1113661766052356E-3,"d":"0.00211"},"OK",null,{"v":3.2463124087094526,"d":"3.24631"},0.2443383467324221,0.3138683007571264,null,{"$f":"TEXT($Y96, \"0\" & DeciSep() & \"00000\") & ListSep() & TEXT($Z96, \"0\" & DeciSep() & \"00000\")","v":"0.24434,0.31387"}]
[{"$nulls":13},0.24945297837257385,0.3178789019584656,8.525052070617676,null,{"v":2.0837970344782804,"d":"2.08380"},{"v":3.7633345513532904E-3,"d":"0.00376"},{"v":-1.8470216274261702E-3,"d":"-0.00185"},{"v":0.003278901958465586,"d":"0.00328"},"OK",null,{"v":3.2812189937493397,"d":"3.28122"},0.24436812351880904,0.31362578829327953,null,{"$f":"TEXT($Y97, \"0\" & DeciSep() & \"00000\") & ListSep() & TEXT($Z97, \"0\" & DeciSep() & \"00000\")","v":"0.24437,0.31363"}]
[{"$nulls":13},0.2500437796115875,0.3132823407649994,8.408916473388672,null,{"v":-2.3323288901557384,"d":"-2.33233"},{"v":1.8205261667566383E-3,"d":"0.00182"},{"v":-1.2562203884124985E-3,"d":"-0.00126"},{"v":-1.3176592350006013E-3,"d":"-0.00132"},"OK",null,{"v":3.3161255787892263,"d":"3.31613"},0.24440634572891456,0.31338446275633147,null,{"$f":"TEXT($Y98, \"0\" & DeciSep() & \"00000\") & ListSep() & TEXT($Z98, \"0\" & DeciSep() & \"00000\")","v":"0.24441,0.31338"}]
[{"$nulls":13},0.25197190046310425,0.3131399154663086,8.408594131469727,null,{"v":-1.1395097318460963,"d":"-1.13951"},{"v":1.607263848235409E-3,"d":"0.00161"},{"v":6.719004631042248E-4,"d":"0.00067"},{"v":-1.460084533691397E-3,"d":"-0.00146"},"OK",null,{"v":3.3510321638291125,"d":"3.35103"},0.2444529667948634,0.3131446181642757,null,{"$f":"TEXT($Y99, \"0\" & DeciSep() & \"00000\") & ListSep() & TEXT($Z99, \"0\" & DeciSep() & \"00000\")","v":"0.24445,0.31314"}]
[{"$nulls":13},0.24970805644989014,0.3136969208717346,8.450678825378418,null,{"v":-2.6255788514694043,"d":"-2.62558"},{"v":1.8302557686413702E-3,"d":"0.00183"},{"v":-1.5919435501098866E-3,"d":"-0.00159"},{"v":-9.0307912826537173E-4,"d":"-0.00090"},"OK",null,{"v":3.385938748868999,"d":"3.38594"},0.24450792991606804,0.3129065467308023,null,{"$f":"TEXT($Y100, \"0\" & DeciSep() & \"00000\") & ListSep() & TEXT($Z100, \"0\" & DeciSep() & \"00000\")","v":"0.24451,0.31291"}]
[{"$nulls":13},0.24827054142951965,0.3166602551937103,8.517821311950684,null,{"v":2.5443655792446274,"d":"2.54437"},{"v":3.6636417255877223E-3,"d":"0.00366"},{"v":-3.0294585704803696E-3,"d":"-0.00303"},{"v":2.0602551937103377E-3,"d":"0.00206"},"OK",null,{"v":3.420845333908886,"d":"3.42085"},0.2445711681284318,0.312670538509281,null,{"$f":"TEXT($Y101, \"0\" & DeciSep() & \"00000\") & ListSep() & TEXT($Z101, \"0\" & DeciSep() & \"00000\")","v":"0.24457,0.31267"}]
[{"$nulls":13},0.2490062713623047,0.3145628869533539,8.467292785644531,null,{"v":-3.1254138398379165,"d":"-3.12541"},{"v":2.2940288667789377E-3,"d":"0.00229"},{"v":-0.002293728637695336,"d":"-0.00229"},{"v":-3.7113046646109225E-5,"d":"-0.00004"},"OK",null,{"v":3.455751918948773,"d":"3.45575"},0.24464260438593394,0.31243688103937534,null,{"$f":"TEXT($Y102, \"0\" & DeciSep() & \"00000\") & ListSep() & TEXT($Z102, \"0\" & DeciSep() & \"00000\")","v":"0.24464,0.31244"}]
[{"$nulls":13},0.24992437660694122,0.30628377199172974,8.268033981323242,null,{"v":-1.7347262803312817,"d":"-1.73473"},{"v":0.008429234129211814,"d":"0.00843"},{"v":-1.3756233930587983E-3,"d":"-0.00138"},{"v":-0.008316228008270254,"d":"-0.00832"},"NG",null,{"v":3.490658503988659,"d":"3.49066"},0.24472215165449868,0.3122058589967203,null,{"$f":"TEXT($Y103, \"0\" & DeciSep() & \"00000\") & ListSep() & TEXT($Z103, \"0\" & DeciSep() & \"00000\")","v":"0.24472,0.31221"}]
[{"$nulls":13},0.24780456721782684,0.3152109682559967,8.521759986877441,null,{"v":2.968550321189,"d":"2.96855"},{"v":3.5484267703486012E-3,"d":"0.00355"},{"v":-0.00349543278217318,"d":"-0.00350"},{"v":6.1096825599671356E-4,"d":"0.00061"},"OK",null,{"v":3.5255650890285457,"d":"3.52557"},0.2448097130180325,0.3119777538460886,null,{"$f":"TEXT($Y104, \"0\" & DeciSep() & \"00000\") & ListSep() & TEXT($Z104, \"0\" & DeciSep() & \"00000\")","v":"0.24481,0.31198"}]
[{"$nulls":13},0.2514491677284241,0.31522953510284424,8.527179718017578,null,{"v":1.3381381472953806,"d":"1.33814"},{"v":0.000646966349137502,"d":"0.00065"},{"v":1.4916772842404888E-4,"d":"0.00015"},{"v":6.2953510284424752E-4,"d":"0.00063"},"OK",null,{"v":3.560471674068432,"d":"3.56047"},0.2449051817965018,0.3117528434984694,null,{"$f":"TEXT($Y105, \"0\" & DeciSep() & \"00000\") & ListSep() & TEXT($Z105, \"0\" & DeciSep() & \"00000\")","v":"0.24491,0.31175"}]
[{"$nulls":13},0.24633070826530457,0.311289519071579,8.382813453674316,null,{"v":-2.553921730004586,"d":"-2.55392"},{"v":0.005971025399540001,"d":"0.00597"},{"v":-0.004969291734695458,"d":"-0.00497"},{"v":-3.3104809284210113E-3,"d":"-0.00331"},"OK",null,{"v":3.5953782591083185,"d":"3.59538"},0.24500844167590585,0.3115314019724765,null,{"$f":"TEXT($Y106, \"0\" & DeciSep() & \"00000\") & ListSep() & TEXT($Z106, \"0\" & DeciSep() & \"00000\")","v":"0.24501,0.31153"}]
[{"$nulls":13},0.25059178471565247,0.3168560266494751,8.609827995300293,null,{"v":1.8749757084434495,"d":"1.87498"},{"v":2.3645771571520705E-3,"d":"0.00236"},{"v":-7.0821528434755732E-4,"d":"-0.00071"},{"v":2.2560266494751065E-3,"d":"0.00226"},"OK",null,{"v":3.6302848441482056,"d":"3.63028"},0.24511936684998753,0.31131369906049877,null,{"$f":"TEXT($Y107, \"0\" & DeciSep() & \"00000\") & ListSep() & TEXT($Z107, \"0\" & DeciSep() & \"00000\")","v":"0.24512,0.31131"}]
[{"$nulls":13},0.25060752034187317,0.31699496507644653,8.549559593200684,null,{"v":1.8522600720030777,"d":"1.85226"},{"v":0.002493067547082926,"d":"0.00249"},{"v":-6.9247965812685409E-4,"d":"-0.00069"},{"v":2.3949650764465424E-3,"d":"0.00239"},"OK",null,{"v":3.6651914291880923,"d":"3.66519"},0.24523782217350895,0.3111,null,{"$f":"TEXT($Y108, \"0\" & DeciSep() & \"00000\") & ListSep() & TEXT($Z108, \"0\" & DeciSep() & \"00000\")","v":"0.24524,0.31110"}]
[{"$nulls":13},0.25129950046539307,0.3110562264919281,8.442769050598145,null,{"v":-1.5709372880054566,"d":"-1.57094"},{"v":3.5437735432793916E-3,"d":"0.00354"},{"v":-4.9953460695687735E-7,"d":"-0.00000"},{"v":-3.5437735080718897E-3,"d":"-0.00354"},"OK",null,{"v":3.7000980142279785,"d":"3.70010"},0.24536366332690504,0.31089056515036756,null,{"$f":"TEXT($Y109, \"0\" & DeciSep() & \"00000\") & ListSep() & TEXT($Z109, \"0\" & DeciSep() & \"00000\")","v":"0.24536,0.31089"}]
[{"$nulls":13},0.2584344744682312,0.31462371349334717,8.458415031433105,null,{"v":3.3237775435021313E-3,"d":"0.00332"},{"v":0.007134513877455792,"d":"0.00713"},{"v":0.007134474468231179,"d":"0.00713"},{"v":2.3713493347177209E-5,"d":"0.00002"},"NG",null,{"v":3.735004599267865,"d":"3.73500"},0.24549673699211472,0.3106856496757048,null,{"$f":"TEXT($Y110, \"0\" & DeciSep() & \"00000\") & ListSep() & TEXT($Z110, \"0\" & DeciSep() & \"00000\")","v":"0.24550,0.31069"}]
[{"$nulls":13},0.24882717430591583,0.3118892014026642,8.420258522033691,null,{"v":-2.310318107730911,"d":"-2.31032"},{"v":3.6692364258304115E-3,"d":"0.00367"},{"v":-2.47282569408419E-3,"d":"-0.00247"},{"v":-2.7107985973358066E-3,"d":"-0.00271"},"OK",null,{"v":3.7699111843077517,"d":"3.76991"},0.2456368810393754,0.3104855032339527,null,{"$f":"TEXT($Y111, \"0\" & DeciSep() & \"00000\") & ListSep() & TEXT($Z111, \"0\" & DeciSep() & \"00000\")","v":"0.24564,0.31049"}]
[{"$nulls":13},0.2502744197845459,0.32117536664009094,8.671585083007812,null,{"v":1.7255227411528997,"d":"1.72552"},{"v":0.006654867484026402,"d":"0.00665"},{"v":-1.0255802154541245E-3,"d":"-0.00103"},{"v":0.006575366640090952,"d":"0.00658"},"OK",null,{"v":3.804817769347638,"d":"3.80482"},0.24578392472475297,0.3102903696727204,null,{"$f":"TEXT($Y112, \"0\" & DeciSep() & \"00000\") & ListSep() & TEXT($Z112, \"0\" & DeciSep() & \"00000\")","v":"0.24578,0.31029"}]
[{"$nulls":13},0.2560622990131378,0.3176865577697754,8.639860153198242,null,{"v":0.5750549129471523,"d":"0.57505"},{"v":0.005675062180865871,"d":"0.00568"},{"v":4.762299013137794E-3,"d":"0.00476"},{"v":3.0865577697753994E-3,"d":"0.00309"},"OK",null,{"v":3.839724354387525,"d":"3.83972"},0.24593768889816717,0.3101004867321942,null,{"$f":"TEXT($Y113, \"0\" & DeciSep() & \"00000\") & ListSep() & TEXT($Z113, \"0\" & DeciSep() & \"00000\")","v":"0.24594,0.31010"}]
[{"$nulls":13},0.25441399216651917,0.31455641984939575,8.503758430480957,null,{"v":-0.013994031913796647,"d":"-0.01399"},{"v":3.1142971025047155E-3,"d":"0.00311"},{"v":3.1139921665191417E-3,"d":"0.00311"},{"v":-4.358015060423881E-5,"d":"-0.00004"},"OK",null,{"v":3.8746309394274117,"d":"3.87463"},0.24609798622165827,0.30991608575548796,null,{"$f":"TEXT($Y114, \"0\" & DeciSep() & \"00000\") & ListSep() & TEXT($Z114, \"0\" & DeciSep() & \"00000\")","v":"0.24610,0.30992"}]
[{"$nulls":13},0.24792863428592682,0.31107425689697266,8.378341674804688,null,{"v":-2.3338153136363053,"d":"-2.33382"},{"v":0.004878213936121821,"d":"0.00488"},{"v":-0.003371365714073205,"d":"-0.00337"},{"v":-0.003525743103027335,"d":"-0.00353"},"OK",null,{"v":3.9095375244672983,"d":"3.90954"},0.24626462139762947,0.309737391406787,null,{"$f":"TEXT($Y115, \"0\" & DeciSep() & \"00000\") & ListSep() & TEXT($Z115, \"0\" & DeciSep() & \"00000\")","v":"0.24626,0.30974"}]
[{"$nulls":13},0.2476094365119934,0.3157828450202942,8.519242286682129,null,{"v":2.8314314465409542,"d":"2.83143"},{"v":0.003875484640795566,"d":"0.00388"},{"v":-0.003690563488006615,"d":"-0.00369"},{"v":1.1828450202941998E-3,"d":"0.00118"},"OK",null,{"v":3.9444441095071845,"d":"3.94444"},0.24643739140678705,0.3095646213976294,null,{"$f":"TEXT($Y116, \"0\" & DeciSep() & \"00000\") & ListSep() & TEXT($Z116, \"0\" & DeciSep() & \"00000\")","v":"0.24644,0.30956"}]
[{"$nulls":13},0.24849572777748108,0.316958487033844,8.532007217407227,null,{"v":2.442327160425238,"d":"2.44233"},{"v":0.00366420575115558,"d":"0.00366"},{"v":-0.002804272222518944,"d":"-0.00280"},{"v":2.3584870338440047E-3,"d":"0.00236"},"OK",null,{"v":3.979350694547071,"d":"3.97935"},0.24661608575548802,0.3093979862216582,null,{"$f":"TEXT($Y117, \"0\" & DeciSep() & \"00000\") & ListSep() & TEXT($Z117, \"0\" & DeciSep() & \"00000\")","v":"0.24662,0.30940"}]
[{"$nulls":13},0.24580572545528412,0.3115098178386688,8.354618072509766,null,{"v":-2.629251208484687,"d":"-2.62925"},{"v":0.006303671831791573,"d":"0.00630"},{"v":-0.005494274544715905,"d":"-0.00549"},{"v":-3.090182161331168E-3,"d":"-0.00309"},"OK",null,{"v":4.014257279586958,"d":"4.01426"},0.24680048673219424,0.30923768889816716,null,{"$f":"TEXT($Y118, \"0\" & DeciSep() & \"00000\") & ListSep() & TEXT($Z118, \"0\" & DeciSep() & \"00000\")","v":"0.24680,0.30924"}]
[{"$nulls":13},0.25299394130706787,0.31618162989616394,8.57027530670166,null,{"v":0.7511240101488027,"d":"0.75112"},{"v":0.002317539704132448,"d":"0.00232"},{"v":1.6939413070678477E-3,"d":"0.00169"},{"v":1.5816298961639497E-3,"d":"0.00158"},"OK",null,{"v":4.049163864626845,"d":"4.04916"},0.24699036967272042,0.30908392472475293,null,{"$f":"TEXT($Y119, \"0\" & DeciSep() & \"00000\") & ListSep() & TEXT($Z119, \"0\" & DeciSep() & \"00000\")","v":"0.24699,0.30908"}]
[{"$nulls":13},0.25149309635162354,0.3133547008037567,8.49455451965332,null,{"v":-1.4169612323741059,"d":"-1.41696"},{"v":1.2601810541245503E-3,"d":"0.00126"},{"v":1.9309635162351182E-4,"d":"0.00019"},{"v":-1.2452991962432771E-3,"d":"-0.00125"},"OK",null,{"v":4.084070449666731,"d":"4.08407"},0.24718550323395272,0.30893688103937533,null,{"$f":"TEXT($Y120, \"0\" & DeciSep() & \"00000\") & ListSep() & TEXT($Z120, \"0\" & DeciSep() & \"00000\")","v":"0.24719,0.30894"}]
[{"$nulls":13},0.25053009390830994,0.31263524293899536,8.464154243469238,null,{"v":-1.9442642336659932,"d":"-1.94426"},{"v":2.1102193485012534E-3,"d":"0.00211"},{"v":-7.6990609169008662E-4,"d":"-0.00077"},{"v":-0.00196475706100463,"d":"-0.00196"},"OK",null,{"v":4.118977034706617,"d":"4.11898"},0.24738564967570478,0.3087967369921147,null,{"$f":"TEXT($Y121, \"0\" & DeciSep() & \"00000\") & ListSep() & TEXT($Z121, \"0\" & DeciSep() & \"00000\")","v":"0.24739,0.30880"}]
[{"$nulls":13},0.25101718306541443,0.3126874268054962,8.404093742370605,null,{"v":-1.7176049201374683,"d":"-1.71760"},{"v":1.9333705394524784E-3,"d":"0.00193"},{"v":-2.8281693458559432E-4,"d":"-0.00028"},{"v":-0.001912573194503775,"d":"-0.00191"},"OK",null,{"v":4.153883619746504,"d":"4.15388"},0.2475905651503676,0.30866366332690504,null,{"$f":"TEXT($Y122, \"0\" & DeciSep() & \"00000\") & ListSep() & TEXT($Z122, \"0\" & DeciSep() & \"00000\")","v":"0.24759,0.30866"}]
[{"$nulls":13},0.24993599951267242,0.3180175721645355,8.62199592590332,null,{"v":1.9505385741590402,"d":"1.95054"},{"v":0.003679714232007427,"d":"0.00368"},{"v":-1.3640004873275982E-3,"d":"-0.00136"},{"v":3.4175721645355317E-3,"d":"0.00342"},"OK",null,{"v":4.1887902047863905,"d":"4.18879"},0.24780000000000002,0.30853782217350895,null,{"$f":"TEXT($Y123, \"0\" & DeciSep() & \"00000\") & ListSep() & TEXT($Z123, \"0\" & DeciSep() & \"00000\")","v":"0.24780,0.30854"}]
[{"$nulls":13},0.24877133965492249,0.3190739154815674,8.63185977935791,null,{"v":2.0852350207902783,"d":"2.08524"},{"v":5.139070234680204E-3,"d":"0.00514"},{"v":-2.528660345077538E-3,"d":"-0.00253"},{"v":4.473915481567392E-3,"d":"0.00447"},"OK",null,{"v":4.223696789826278,"d":"4.22370"},0.24801369906049878,0.3084193668499875,null,{"$f":"TEXT($Y124, \"0\" & DeciSep() & \"00000\") & ListSep() & TEXT($Z124, \"0\" & DeciSep() & \"00000\")","v":"0.24801,0.30842"}]
[{"$nulls":13},0.2511347830295563,0.32155585289001465,8.7142972946167,null,{"v":1.5945440847650767,"d":"1.59454"},{"v":6.9578147485290145E-3,"d":"0.00696"},{"v":-1.6521697044374735E-4,"d":"-0.00017"},{"v":0.006955852890014658,"d":"0.00696"},"OK",null,{"v":4.258603374866164,"d":"4.25860"},0.24823140197247648,0.3083084416759058,null,{"$f":"TEXT($Y125, \"0\" & DeciSep() & \"00000\") & ListSep() & TEXT($Z125, \"0\" & DeciSep() & \"00000\")","v":"0.24823,0.30831"}]
[{"$nulls":13},0.2540079355239868,0.3113684356212616,8.3701171875,null,{"v":-0.873331248889644,"d":"-0.87333"},{"v":0.00421615027436173,"d":"0.00422"},{"v":2.7079355239867926E-3,"d":"0.00271"},{"v":-0.003231564378738394,"d":"-0.00323"},"OK",null,{"v":4.293509959906051,"d":"4.29351"},0.2484528434984694,0.3082051817965018,null,{"$f":"TEXT($Y126, \"0\" & DeciSep() & \"00000\") & ListSep() & TEXT($Z126, \"0\" & DeciSep() & \"00000\")","v":"0.24845,0.30821"}]
[{"$nulls":13},0.25528132915496826,0.3099488317966461,8.334592819213867,null,{"v":-0.8628380387222162,"d":"-0.86284"},{"v":0.006122446201975988,"d":"0.00612"},{"v":0.003981329154968239,"d":"0.00398"},{"v":-4.6511682033538735E-3,"d":"-0.00465"},"OK",null,{"v":4.328416544945937,"d":"4.32842"},0.24867775384608864,0.30810971301803247,null,{"$f":"TEXT($Y127, \"0\" & DeciSep() & \"00000\") & ListSep() & TEXT($Z127, \"0\" & DeciSep() & \"00000\")","v":"0.24868,0.30811"}]
[{"$nulls":13},0.2508862018585205,0.3195638358592987,8.683916091918945,null,{"v":1.6539665990874186,"d":"1.65397"},{"v":0.004981053637530088,"d":"0.00498"},{"v":-4.1379814147951473E-4,"d":"-0.00041"},{"v":0.004963835859298716,"d":"0.00496"},"OK",null,{"v":4.363323129985823,"d":"4.36332"},0.24890585899672032,0.30802215165449864,null,{"$f":"TEXT($Y128, \"0\" & DeciSep() & \"00000\") & ListSep() & TEXT($Z128, \"0\" & DeciSep() & \"00000\")","v":"0.24891,0.30802"}]
[{"$nulls":13},0.2542682886123657,0.3181096017360687,8.579001426696777,null,{"v":0.8687676534532316,"d":"0.86877"},{"v":4.596524951756116E-3,"d":"0.00460"},{"v":0.002968288612365699,"d":"0.00297"},{"v":3.5096017360687344E-3,"d":"0.00351"},"OK",null,{"v":4.39822971502571,"d":"4.39823"},0.2491368810393754,0.3079426043859339,null,{"$f":"TEXT($Y129, \"0\" & DeciSep() & \"00000\") & ListSep() & TEXT($Z129, \"0\" & DeciSep() & \"00000\")","v":"0.24914,0.30794"}]
[{"$nulls":13},0.25096771121025085,0.31649598479270935,8.565828323364258,null,{"v":1.7442934860721926,"d":"1.74429"},{"v":1.92488289877024E-3,"d":"0.00192"},{"v":-3.322887897491687E-4,"d":"-0.00033"},{"v":1.89598479270936E-3,"d":"0.00190"},"OK",null,{"v":4.4331363000655974,"d":"4.43314"},0.24937053850928104,0.30787116812843174,null,{"$f":"TEXT($Y130, \"0\" & DeciSep() & \"00000\") & ListSep() & TEXT($Z130, \"0\" & DeciSep() & \"00000\")","v":"0.24937,0.30787"}]
[{"$nulls":13},0.25223487615585327,0.3142528533935547,8.565250396728516,null,{"$f":"(ATAN2($N131-$A$3, $O131-$A$6))-$C$15","v":{"v":-0.3555483611225868,"d":"-0.35555"}},{"$f":"SQRT(($N131-$A$3)^2+($O131-$A$6)^2)","v":{"v":9.972483106776551E-4,"d":"0.00100"}},{"v":9.3487615585324813E-4,"d":"0.00093"},{"v":-3.4714660644530332E-4,"d":"-0.00035"},{"$f":"IF(($T131/$A$9)^2 +($U131/$A$12)^2<=1, \"OK\", \"NG\")","v":"OK"},null,{"v":4.468042885105484,"d":"4.46804"},{"$f":"$A$3+$A$9*COS($X131)*COS($C$15)-$A$12*SIN($X131)*SIN($C$15)","v":0.24960654673080235},{"$f":"$A$6+$A$9*COS($X131)*SIN($C$15)+$A$12*SIN($X131)*COS($C$15)","v":0.30780792991606803},null,{"$f":"TEXT($Y131, \"0\" & DeciSep() & \"00000\") & ListSep() & TEXT($Z131, \"0\" & DeciSep() & \"00000\")","v":"0.24961,0.30781"}]
[{"$nulls":13},0.246662899851799,0.31094253063201904,8.351849555969238,null,{"v":-2.473754977137392,"d":"-2.47375"},{"v":0.005905910595510637,"d":"0.00591"},{"$f":"$S132*COS($R132)","v":{"v":-0.004637100148201012,"d":"-0.00464"}},{"$f":"$S132*SIN($R132)","v":{"v":-3.6574693679809482E-3,"d":"-0.00366"}},"OK",null,{"v":4.50294947014537,"d":"4.50295"},0.2498446181642757,0.30775296679486336,null,{"$f":"TEXT($Y132, \"0\" & DeciSep() & \"00000\") & ListSep() & TEXT($Z132, \"0\" & DeciSep() & \"00000\")","v":"0.24984,0.30775"}]
[{"$nulls":13},0.2525796592235565,0.3144397735595703,8.533370018005371,null,{"v":-0.12456199621089321,"d":"-0.12456"},{"v":1.2896512089111448E-3,"d":"0.00129"},{"v":1.2796592235564952E-3,"d":"0.00128"},{"v":-1.6022644042967824E-4,"d":"-0.00016"},"OK",null,{"v":4.537856055185257,"d":"4.53786"},0.2500844627563315,0.30770634572891453,null,{"$f":"TEXT($Y133, \"0\" & DeciSep() & \"00000\") & ListSep() & TEXT($Z133, \"0\" & DeciSep() & \"00000\")","v":"0.25008,0.30771"}]
[{"$nulls":13},0.25375714898109436,0.3159435987472534,8.538704872131348,null,{"v":0.5003923779358681,"d":"0.50039"},{"v":2.8005068664286323E-3,"d":"0.00280"},{"v":2.457148981094337E-3,"d":"0.00246"},{"v":1.3435987472534272E-3,"d":"0.00134"},"OK",null,{"v":4.572762640225144,"d":"4.57276"},0.25032578829327956,0.307668123518809,null,{"$f":"TEXT($Y134, \"0\" & DeciSep() & \"00000\") & ListSep() & TEXT($Z134, \"0\" & DeciSep() & \"00000\")","v":"0.25033,0.30767"}]
[{"$nulls":13},0.25297263264656067,0.31833019852638245,8.654794692993164,null,{"v":1.1492711630938426,"d":"1.14927"},{"v":0.004088041220018006,"d":"0.00409"},{"v":1.6726326465606447E-3,"d":"0.00167"},{"v":0.003730198526382455,"d":"0.00373"},"OK",null,{"v":4.60766922526503,"d":"4.60767"},0.25056830075712644,0.3076383467324221,null,{"$f":"TEXT($Y135, \"0\" & DeciSep() & \"00000\") & ListSep() & TEXT($Z135, \"0\" & DeciSep() & \"00000\")","v":"0.25057,0.30764"}]
[{"$nulls":13},0.2483520358800888,0.3184927701950073,8.63910961151123,null,{"v":2.2189480684341354,"d":"2.21895"},{"v":0.004883047434074479,"d":"0.00488"},{"v":-2.9479641199112168E-3,"d":"-0.00295"},{"v":3.8927701950073343E-3,"d":"0.00389"},"OK",null,{"v":4.642575810304916,"d":"4.64258"},0.25081170468379116,0.3076170516481812,null,{"$f":"TEXT($Y136, \"0\" & DeciSep() & \"00000\") & ListSep() & TEXT($Z136, \"0\" & DeciSep() & \"00000\")","v":"0.25081,0.30762"}]
[{"$nulls":13},0.25332826375961304,0.3210664391517639,8.704995155334473,null,{"v":1.2668549464520797,"d":"1.26685"},{"v":0.006777070840859263,"d":"0.00678"},{"v":2.0282637596130146E-3,"d":"0.00203"},{"v":0.006466439151763925,"d":"0.00647"},"OK",null,{"v":4.677482395344803,"d":"4.67748"},0.2510557035230825,0.30760426421086634,null,{"$f":"TEXT($Y137, \"0\" & DeciSep() & \"00000\") & ListSep() & TEXT($Z137, \"0\" & DeciSep() & \"00000\")","v":"0.25106,0.30760"}]
[{"$nulls":13},0.2510649561882019,0.31524232029914856,8.482380867004395,null,{"v":1.9215909777836708,"d":"1.92159"},{"v":6.839743856043854E-4,"d":"0.00068"},{"v":-2.3504381179811893E-4,"d":"-0.00024"},{"v":6.4232029914856881E-4,"d":"0.00064"},"OK",null,{"v":4.71238898038469,"d":"4.71239"},0.2513,0.3076,null,{"$f":"TEXT($Y138, \"0\" & DeciSep() & \"00000\") & ListSep() & TEXT($Z138, \"0\" & DeciSep() & \"00000\")","v":"0.25130,0.30760"}]
[{"$nulls":13},0.2459694892168045,0.3185524344444275,8.64398193359375,null,{"v":2.5035706386319685,"d":"2.50357"},{"v":0.006635968900413912,"d":"0.00664"},{"v":-0.005330510783195518,"d":"-0.00533"},{"v":0.0039524344444275,"d":"0.00395"},"OK",null,{"v":4.747295565424577,"d":"4.74730"},0.2515442964769175,0.30760426421086634,null,{"$f":"TEXT($Y139, \"0\" & DeciSep() & \"00000\") & ListSep() & TEXT($Z139, \"0\" & DeciSep() & \"00000\")","v":"0.25154,0.30760"}]
[{"$nulls":13},0.25544145703315735,0.3207196891307831,8.743049621582031,null,{"v":0.975850175704799,"d":"0.97585"},{"v":7.3893343012014934E-3,"d":"0.00739"},{"v":0.004141457033157324,"d":"0.00414"},{"v":0.00611968913078309,"d":"0.00612"},"NG",null,{"v":4.782202150464463,"d":"4.78220"},0.2517882953162089,0.3076170516481812,null,{"$f":"TEXT($Y140, \"0\" & DeciSep() & \"00000\") & ListSep() & TEXT($Z140, \"0\" & DeciSep() & \"00000\")","v":"0.25179,0.30762"}]
[{"$nulls":13},0.252239465713501,0.30672112107276917,8.261001586914062,null,{"v":-1.4521181572607011,"d":"-1.45212"},{"v":0.007934691485924694,"d":"0.00793"},{"v":0.000939465713500953,"d":"0.00094"},{"v":-0.007878878927230826,"d":"-0.00788"},"NG",null,{"v":4.817108735504349,"d":"4.81711"},0.2520316992428736,0.3076383467324221,null,{"$f":"TEXT($Y141, \"0\" & DeciSep() & \"00000\") & ListSep() & TEXT($Z141, \"0\" & DeciSep() & \"00000\")","v":"0.25203,0.30764"}]
[{"$nulls":13},0.25026077032089233,0.3132724165916443,8.415186882019043,null,{"v":-2.234959898317066,"d":"-2.23496"},{"v":1.6859644219495316E-3,"d":"0.00169"},{"v":-0.001039229679107689,"d":"-0.00104"},{"v":-0.001327583408355704,"d":"-0.00133"},"OK",null,{"v":4.852015320544236,"d":"4.85202"},0.2522742117067205,0.307668123518809,null,{"$f":"TEXT($Y142, \"0\" & DeciSep() & \"00000\") & ListSep() & TEXT($Z142, \"0\" & DeciSep() & \"00000\")","v":"0.25227,0.30767"}]
[{"$nulls":13},0.2486734688282013,0.31557023525238037,8.525992393493652,null,{"v":2.787742384906686,"d":"2.78774"},{"v":2.8000040073885655E-3,"d":"0.00280"},{"v":-2.626531171798729E-3,"d":"-0.00263"},{"v":9.7023525238038022E-4,"d":"0.00097"},"OK",null,{"v":4.886921905584122,"d":"4.88692"},0.25251553724366854,0.30770634572891453,null,{"$f":"TEXT($Y143, \"0\" & DeciSep() & \"00000\") & ListSep() & TEXT($Z143, \"0\" & DeciSep() & \"00000\")","v":"0.25252,0.30771"}]
[{"$nulls":13},0.2541051208972931,0.31922587752342224,8.711769104003906,null,{"v":1.0256860038222182,"d":"1.02569"},{"v":5.409939566218225E-3,"d":"0.00541"},{"v":2.8051208972930675E-3,"d":"0.00281"},{"v":4.6258775234222504E-3,"d":"0.00463"},"OK",null,{"v":4.921828490624009,"d":"4.92183"},0.2527553818357243,0.30775296679486336,null,{"$f":"TEXT($Y144, \"0\" & DeciSep() & \"00000\") & ListSep() & TEXT($Z144, \"0\" & DeciSep() & \"00000\")","v":"0.25276,0.30775"}]
[{"$nulls":13},0.2516256868839264,0.30773088335990906,8.26246166229248,null,{"v":-1.523418595390495,"d":"-1.52342"},{"v":6.8768332364203665E-3,"d":"0.00688"},{"v":0.000325686883926368,"d":"0.00033"},{"v":-0.006869116640090932,"d":"-0.00687"},"OK",null,{"v":4.956735075663896,"d":"4.95674"},0.2529934532691977,0.30780792991606803,null,{"$f":"TEXT($Y145, \"0\" & DeciSep() & \"00000\") & ListSep() & TEXT($Z145, \"0\" & DeciSep() & \"00000\")","v":"0.25299,0.30781"}]
[{"$nulls":13},0.2543204724788666,0.31014886498451233,8.360189437866211,null,{"v":-0.9745880430566287,"d":"-0.97459"},{"v":5.379205975019976E-3,"d":"0.00538"},{"v":0.003020472478866554,"d":"0.00302"},{"v":-0.004451135015487662,"d":"-0.00445"},"OK",null,{"v":4.991641660703783,"d":"4.99164"},0.253229461490719,0.30787116812843174,null,{"$f":"TEXT($Y146, \"0\" & DeciSep() & \"00000\") & ListSep() & TEXT($Z146, \"0\" & DeciSep() & \"00000\")","v":"0.25323,0.30787"}]
[{"$nulls":13},0.25183212757110596,0.32009634375572205,8.622427940368652,null,{"v":1.4742822951012686,"d":"1.47428"},{"v":0.005522042596086699,"d":"0.00552"},{"v":5.32127571105934E-4,"d":"0.00053"},{"v":0.005496343755722055,"d":"0.00550"},"OK",null,{"v":5.026548245743669,"d":"5.02655"},0.2534631189606247,0.3079426043859339,null,{"$f":"TEXT($Y147, \"0\" & DeciSep() & \"00000\") & ListSep() & TEXT($Z147, \"0\" & DeciSep() & \"00000\")","v":"0.25346,0.30794"}]
[{"$nulls":13},0.2508273422718048,0.32026830315589905,8.656184196472168,null,{"v":1.6539899672412468,"d":"1.65399"},{"v":0.005687975562113279,"d":"0.00569"},{"v":-4.7265772819521336E-4,"d":"-0.00047"},{"v":5.668303155899058E-3,"d":"0.00567"},"OK",null,{"v":5.061454830783555,"d":"5.06145"},0.2536941410032797,0.30802215165449864,null,{"$f":"TEXT($Y148, \"0\" & DeciSep() & \"00000\") & ListSep() & TEXT($Z148, \"0\" & DeciSep() & \"00000\")","v":"0.25369,0.30802"}]
[{"$nulls":13},0.25215643644332886,0.31196802854537964,8.445001602172852,null,{"v":-1.2562051122606779,"d":"-1.25621"},{"v":2.7678072764190276E-3,"d":"0.00277"},{"v":8.5643644332883406E-4,"d":"0.00086"},{"v":-0.002631971454620352,"d":"-0.00263"},"OK",null,{"v":5.096361415823442,"d":"5.09636"},0.2539222461539114,0.30810971301803247,null,{"$f":"TEXT($Y149, \"0\" & DeciSep() & \"00000\") & ListSep() & TEXT($Z149, \"0\" & DeciSep() & \"00000\")","v":"0.25392,0.30811"}]
[{"$nulls":13},0.2518039345741272,0.311019629240036,8.37263298034668,null,{"v":-1.4309655935141852,"d":"-1.43097"},{"v":0.003615661050735506,"d":"0.00362"},{"v":5.0393457412717412E-4,"d":"0.00050"},{"v":-3.58037075996398E-3,"d":"-0.00358"},"OK",null,{"v":5.131268000863329,"d":"5.13127"},0.25414715650153064,0.3082051817965018,null,{"$f":"TEXT($Y150, \"0\" & DeciSep() & \"00000\") & ListSep() & TEXT($Z150, \"0\" & DeciSep() & \"00000\")","v":"0.25415,0.30821"}]
[{"$nulls":13},0.24975156784057617,0.3061244487762451,8.21903133392334,null,{"v":-1.75149746536129,"d":"-1.75150"},{"v":0.00861583488112619,"d":"0.00862"},{"v":-1.5484321594238508E-3,"d":"-0.00155"},{"v":-0.008475551223754874,"d":"-0.00848"},"NG",null,{"v":5.1661745859032155,"d":"5.16617"},0.25436859802752354,0.3083084416759058,null,{"$f":"TEXT($Y151, \"0\" & DeciSep() & \"00000\") & ListSep() & TEXT($Z151, \"0\" & DeciSep() & \"00000\")","v":"0.25437,0.30831"}]
[{"$nulls":13},0.2470155507326126,0.31198495626449585,8.453186988830566,null,{"v":-2.593592473261704,"d":"-2.59359"},{"v":0.005019458064713361,"d":"0.00502"},{"v":-0.004284449267387413,"d":"-0.00428"},{"v":-2.615043735504142E-3,"d":"-0.00262"},"OK",null,{"v":5.201081170943102,"d":"5.20108"},0.25458630093950124,0.3084193668499875,null,{"$f":"TEXT($Y152, \"0\" & DeciSep() & \"00000\") & ListSep() & TEXT($Z152, \"0\" & DeciSep() & \"00000\")","v":"0.25459,0.30842"}]
[{"$nulls":13},0.25292330980300903,0.3152320384979248,8.54239273071289,null,{"v":0.37129327439063015,"d":"0.37129"},{"v":1.7420124509900054E-3,"d":"0.00174"},{"v":0.00162330980300901,"d":"0.00162"},{"v":6.3203849792481382E-4,"d":"0.00063"},"OK",null,{"v":5.235987755982989,"d":"5.23599"},0.2548,0.30853782217350895,null,{"$f":"TEXT($Y153, \"0\" & DeciSep() & \"00000\") & ListSep() & TEXT($Z153, \"0\" & DeciSep() & \"00000\")","v":"0.25480,0.30854"}]
[{"$nulls":13},0.2540425956249237,0.3106912672519684,8.405993461608887,null,{"v":-0.9589581305507299,"d":"-0.95896"},{"v":0.004774936906115645,"d":"0.00477"},{"v":0.002742595624923683,"d":"0.00274"},{"v":-3.908732748031607E-3,"d":"-0.00391"},"OK",null,{"v":5.270894341022875,"d":"5.27089"},0.25500943484963245,0.308663663326905,null,{"$f":"TEXT($Y154, \"0\" & DeciSep() & \"00000\") & ListSep() & TEXT($Z154, \"0\" & DeciSep() & \"00000\")","v":"0.25501,0.30866"}]
[{"$nulls":13},0.25388121604919434,0.31526848673820496,8.503533363342285,null,{"v":0.25341364395569077,"d":"0.25341"},{"v":0.002666374094491283,"d":"0.00267"},{"v":0.002581216049194312,"d":"0.00258"},{"v":6.6848673820496518E-4,"d":"0.00067"},"OK",null,{"v":5.305800926062761,"d":"5.30580"},0.25521435032429524,0.3087967369921147,null,{"$f":"TEXT($Y155, \"0\" & DeciSep() & \"00000\") & ListSep() & TEXT($Z155, \"0\" & DeciSep() & \"00000\")","v":"0.25521,0.30880"}]
[{"$nulls":13},0.25414207577705383,0.31942135095596313,8.634437561035156,null,{"v":1.0381502157987348,"d":"1.03815"},{"v":0.005596679351462145,"d":"0.00560"},{"v":0.00284207577705381,"d":"0.00284"},{"v":0.004821350955963143,"d":"0.00482"},"OK",null,{"v":5.340707511102648,"d":"5.34071"},0.2554144967660473,0.30893688103937533,null,{"$f":"TEXT($Y156, \"0\" & DeciSep() & \"00000\") & ListSep() & TEXT($Z156, \"0\" & DeciSep() & \"00000\")","v":"0.25541,0.30894"}]
[{"$nulls":13},0.2502601742744446,0.31879493594169617,8.623470306396484,null,{"v":1.8137753348798487,"d":"1.81378"},{"v":4.321889065496856E-3,"d":"0.00432"},{"v":-1.0398257255554426E-3,"d":"-0.00104"},{"v":0.004194935941696176,"d":"0.00419"},"OK",null,{"v":5.375614096142535,"d":"5.37561"},0.2556096303272796,0.30908392472475293,null,{"$f":"TEXT($Y157, \"0\" & DeciSep() & \"00000\") & ListSep() & TEXT($Z157, \"0\" & DeciSep() & \"00000\")","v":"0.25561,0.30908"}]
[{"$nulls":13},0.247240349650383,0.3061222732067108,8.182092666625977,null,{"v":-2.01738994708216,"d":"-2.01739"},{"v":0.009399607041935255,"d":"0.00940"},{"v":-0.004059650349617027,"d":"-0.00406"},{"v":-0.008477726793289175,"d":"-0.00848"},"NG",null,{"v":5.410520681182422,"d":"5.41052"},0.2557995132678058,0.30923768889816716,null,{"$f":"TEXT($Y158, \"0\" & DeciSep() & \"00000\") & ListSep() & TEXT($Z158, \"0\" & DeciSep() & \"00000\")","v":"0.25580,0.30924"}]
[{"$nulls":13},0.2472859025001526,0.30972880125045776,8.300158500671387,null,{"v":-2.2600291510817496,"d":"-2.26003"},{"v":0.006312016793056177,"d":"0.00631"},{"v":-4.0140974998474355E-3,"d":"-0.00401"},{"v":-0.004871198749542227,"d":"-0.00487"},"OK",null,{"v":5.445427266222308,"d":"5.44543"},0.255983914244512,0.3093979862216582,null,{"$f":"TEXT($Y159, \"0\" & DeciSep() & \"00000\") & ListSep() & TEXT($Z159, \"0\" & DeciSep() & \"00000\")","v":"0.25598,0.30940"}]
[{"$nulls":13},0.2524803876876831,0.3127036690711975,8.408135414123535,null,{"v":-1.0140265495902487,"d":"-1.01403"},{"v":2.2336933730408687E-3,"d":"0.00223"},{"v":1.1803876876830821E-3,"d":"0.00118"},{"v":-1.896330928802481E-3,"d":"-0.00190"},"OK",null,{"v":5.480333851262194,"d":"5.48033"},0.256162608593213,0.3095646213976294,null,{"$f":"TEXT($Y160, \"0\" & DeciSep() & \"00000\") & ListSep() & TEXT($Z160, \"0\" & DeciSep() & \"00000\")","v":"0.25616,0.30956"}]
[{"$nulls":13},0.2553667426109314,0.31509220600128174,8.529305458068848,null,{"v":0.1204461539656499,"d":"0.12045"},{"v":0.004096420658485001,"d":"0.00410"},{"v":0.004066742610931373,"d":"0.00407"},{"v":4.9220600128174752E-4,"d":"0.00049"},"OK",null,{"v":5.515240436302081,"d":"5.51524"},0.2563353786023706,0.309737391406787,null,{"$f":"TEXT($Y161, \"0\" & DeciSep() & \"00000\") & ListSep() & TEXT($Z161, \"0\" & DeciSep() & \"00000\")","v":"0.25634,0.30974"}]
[{"$nulls":13},0.24961698055267334,0.31115245819091797,8.392683029174805,null,{"v":-2.0249429468938622,"d":"-2.02494"},{"v":3.8364174675663697E-3,"d":"0.00384"},{"v":-1.6830194473266835E-3,"d":"-0.00168"},{"v":-3.4475418090820224E-3,"d":"-0.00345"},"OK",null,{"v":5.550147021341968,"d":"5.55015"},0.2565020137783418,0.30991608575548796,null,{"$f":"TEXT($Y162, \"0\" & DeciSep() & \"00000\") & ListSep() & TEXT($Z162, \"0\" & DeciSep() & \"00000\")","v":"0.25650,0.30992"}]
[{"$nulls":13},0.24998413026332855,0.31283673644065857,8.454587936401367,null,{"v":-2.2119056088325317,"d":"-2.21191"},{"v":2.2001389827893203E-3,"d":"0.00220"},{"v":-1.3158697366714707E-3,"d":"-0.00132"},{"v":-1.7632635593414216E-3,"d":"-0.00176"},"OK",null,{"v":5.585053606381854,"d":"5.58505"},0.25666231110183285,0.3101004867321942,null,{"$f":"TEXT($Y163, \"0\" & DeciSep() & \"00000\") & ListSep() & TEXT($Z163, \"0\" & DeciSep() & \"00000\")","v":"0.25666,0.31010"}]
[{"$nulls":13},0.24914777278900146,0.3143834173679352,8.433877944946289,null,{"v":-3.0412984342029974,"d":"-3.04130"},{"v":0.002163097317337977,"d":"0.00216"},{"v":-0.002152227210998558,"d":"-0.00215"},{"v":-2.1658263206481083E-4,"d":"-0.00022"},"OK",null,{"v":5.6199601914217405,"d":"5.61996"},0.2568160752752471,0.3102903696727204,null,{"$f":"TEXT($Y164, \"0\" & DeciSep() & \"00000\") & ListSep() & TEXT($Z164, \"0\" & DeciSep() & \"00000\")","v":"0.25682,0.31029"}]
[{"$nulls":13},0.24532414972782135,0.31154659390449524,8.38235092163086,null,{"v":-2.6692174429271684,"d":"-2.66922"},{"v":0.006710743271766809,"d":"0.00671"},{"v":-0.005975850272178673,"d":"-0.00598"},{"v":-3.0534060955047506E-3,"d":"-0.00305"},"OK",null,{"v":5.654866776461628,"d":"5.65487"},0.2569631189606247,0.3104855032339527,null,{"$f":"TEXT($Y165, \"0\" & DeciSep() & \"00000\") & ListSep() & TEXT($Z165, \"0\" & DeciSep() & \"00000\")","v":"0.25696,0.31049"}]
[{"$nulls":13},0.2518736720085144,0.3197520971298218,8.632291793823242,null,{"v":1.459905821585497,"d":"1.45991"},{"v":5.1839371532138405E-3,"d":"0.00518"},{"v":5.736720085143805E-4,"d":"0.00057"},{"v":0.005152097129821787,"d":"0.00515"},"OK",null,{"v":5.689773361501514,"d":"5.68977"},0.25710326300788533,0.3106856496757048,null,{"$f":"TEXT($Y166, \"0\" & DeciSep() & \"00000\") & ListSep() & TEXT($Z166, \"0\" & DeciSep() & \"00000\")","v":"0.25710,0.31069"}]
[{"$nulls":13},0.2531987428665161,0.3151437044143677,8.587113380432129,null,{"v":0.27888700139911876,"d":"0.27889"},{"v":1.9750541671935597E-3,"d":"0.00198"},{"v":0.00189874286651609,"d":"0.00190"},{"v":0.000543704414367685,"d":"0.00054"},"OK",null,{"v":5.7246799465414,"d":"5.72468"},0.257236336673095,0.31089056515036756,null,{"$f":"TEXT($Y167, \"0\" & DeciSep() & \"00000\") & ListSep() & TEXT($Z167, \"0\" & DeciSep() & \"00000\")","v":"0.25724,0.31089"}]
[{"$nulls":13},0.25068581104278564,0.3111521899700165,8.385398864746094,null,{"v":-1.7470859528436755,"d":"-1.74709"},{"v":0.003502088245321495,"d":"0.00350"},{"v":-6.1418895721437872E-4,"d":"-0.00061"},{"v":-3.4478100299835113E-3,"d":"-0.00345"},"OK",null,{"v":5.759586531581287,"d":"5.75959"},0.25736217782649107,0.3111,null,{"$f":"TEXT($Y168, \"0\" & DeciSep() & \"00000\") & ListSep() & TEXT($Z168, \"0\" & DeciSep() & \"00000\")","v":"0.25736,0.31110"}]
[{"$nulls":13},0.252466082572937,0.3152683675289154,8.529582023620605,null,{"v":0.5204604681782026,"d":"0.52046"},{"v":1.344047514270178E-3,"d":"0.00134"},{"v":1.1660825729369884E-3,"d":"0.00117"},{"v":6.6836752891541451E-4,"d":"0.00067"},"OK",null,{"v":5.794493116621174,"d":"5.79449"},0.2574806331500125,0.31131369906049877,null,{"$f":"TEXT($Y169, \"0\" & DeciSep() & \"00000\") & ListSep() & TEXT($Z169, \"0\" & DeciSep() & \"00000\")","v":"0.25748,0.31131"}]
[{"$nulls":13},0.24773889780044556,0.318074494600296,8.589449882507324,null,{"v":2.3685037835549756,"d":"2.36850"},{"v":0.004975295127241994,"d":"0.00498"},{"v":-3.5611021995544667E-3,"d":"-0.00356"},{"v":0.00347449460029603,"d":"0.00347"},"OK",null,{"v":5.829399701661061,"d":"5.82940"},0.2575915583240942,0.3115314019724765,null,{"$f":"TEXT($Y170, \"0\" & DeciSep() & \"00000\") & ListSep() & TEXT($Z170, \"0\" & DeciSep() & \"00000\")","v":"0.25759,0.31153"}]
[{"$nulls":13},0.2521914839744568,0.3142240345478058,8.493741035461426,null,{"v":-0.39909759062187705,"d":"-0.39910"},{"v":9.6751935275570617E-4,"d":"0.00097"},{"v":8.9148397445676375E-4,"d":"0.00089"},{"v":-3.7596545219420463E-4,"d":"-0.00038"},"OK",null,{"v":5.8643062867009474,"d":"5.86431"},0.2576948182034982,0.3117528434984694,null,{"$f":"TEXT($Y171, \"0\" & DeciSep() & \"00000\") & ListSep() & TEXT($Z171, \"0\" & DeciSep() & \"00000\")","v":"0.25769,0.31175"}]
[{"$nulls":13},0.25102078914642334,0.3146285116672516,8.463434219360352,null,{"v":3.039830202613248,"d":"3.03983"},{"v":2.8066281535765644E-4,"d":"0.00028"},{"v":-2.7921085357668357E-4,"d":"-0.00028"},{"v":2.8511667251596124E-5,"d":"0.00003"},"OK",null,{"v":5.899212871740834,"d":"5.89921"},0.25779028698196754,0.3119777538460886,null,{"$f":"TEXT($Y172, \"0\" & DeciSep() & \"00000\") & ListSep() & TEXT($Z172, \"0\" & DeciSep() & \"00000\")","v":"0.25779,0.31198"}]
[{"$nulls":13},0.2544995844364166,0.3160954713821411,8.524927139282227,null,{"v":0.4372254909244193,"d":"0.43723"},{"v":3.5318232147946516E-3,"d":"0.00353"},{"v":3.1995844364166026E-3,"d":"0.00320"},{"v":1.4954713821411225E-3,"d":"0.00150"},"OK",null,{"v":5.934119456780721,"d":"5.93412"},0.25787784834550137,0.3122058589967203,null,{"$f":"TEXT($Y173, \"0\" & DeciSep() & \"00000\") & ListSep() & TEXT($Z173, \"0\" & DeciSep() & \"00000\")","v":"0.25788,0.31221"}]
[{"$nulls":13},0.2558838725090027,0.31507590413093567,8.53044319152832,null,{"v":0.10345078284749057,"d":"0.10345"},{"v":4.608510813769672E-3,"d":"0.00461"},{"v":0.004583872509002662,"d":"0.00458"},{"v":4.7590413093567818E-4,"d":"0.00048"},"OK",null,{"v":5.969026041820607,"d":"5.96903"},0.2579573956140661,0.31243688103937534,null,{"$f":"TEXT($Y174, \"0\" & DeciSep() & \"00000\") & ListSep() & TEXT($Z174, \"0\" & DeciSep() & \"00000\")","v":"0.25796,0.31244"}]
[{"$nulls":13},0.2516339123249054,0.3138921856880188,8.485475540161133,null,{"v":-1.1300019697506285,"d":"-1.13000"},{"v":7.8262285998373371E-4,"d":"0.00078"},{"v":3.3391232490537215E-4,"d":"0.00033"},{"v":-7.0781431198119193E-4,"d":"-0.00071"},"OK",null,{"v":6.003932626860493,"d":"6.00393"},0.2580288318715683,0.312670538509281,null,{"$f":"TEXT($Y175, \"0\" & DeciSep() & \"00000\") & ListSep() & TEXT($Z175, \"0\" & DeciSep() & \"00000\")","v":"0.25803,0.31267"}]
[{"$nulls":13},0.2538800835609436,0.317867636680603,8.596651077270508,null,{"v":0.9024370825480046,"d":"0.90244"},{"v":0.004163445767375112,"d":"0.00416"},{"v":2.5800835609435806E-3,"d":"0.00258"},{"v":3.2676366806030366E-3,"d":"0.00327"},"OK",null,{"v":6.03883921190038,"d":"6.03884"},0.258092070083932,0.3129065467308023,null,{"$f":"TEXT($Y176, \"0\" & DeciSep() & \"00000\") & ListSep() & TEXT($Z176, \"0\" & DeciSep() & \"00000\")","v":"0.25809,0.31291"}]
[{"$nulls":13},0.25125762820243835,0.31789860129356384,8.614889144897461,null,{"v":1.5836410035284947,"d":"1.58364"},{"v":0.003298873423326473,"d":"0.00330"},{"v":-4.2371797561668643E-5,"d":"-0.00004"},{"v":3.298601293563852E-3,"d":"0.00330"},"OK",null,{"v":6.073745796940266,"d":"6.07375"},0.25814703320513666,0.3131446181642757,null,{"$f":"TEXT($Y177, \"0\" & DeciSep() & \"00000\") & ListSep() & TEXT($Z177, \"0\" & DeciSep() & \"00000\")","v":"0.25815,0.31314"}]
[{"$nulls":13},0.2560291588306427,0.3151422142982483,8.509648323059082,null,{"v":0.11415497050062381,"d":"0.11415"},{"v":4.760140711225931E-3,"d":"0.00476"},{"v":0.004729158830642677,"d":"0.00473"},{"v":5.4221429824830025E-4,"d":"0.00054"},"OK",null,{"v":6.108652381980153,"d":"6.10865"},0.2581936542710855,0.31338446275633147,null,{"$f":"TEXT($Y178, \"0\" & DeciSep() & \"00000\") & ListSep() & TEXT($Z178, \"0\" & DeciSep() & \"00000\")","v":"0.25819,0.31338"}]
[{"$nulls":13},0.25343987345695496,0.31785163283348083,8.639060974121094,null,{"v":0.988753567851293,"d":"0.98875"},{"v":3.8925794141611188E-3,"d":"0.00389"},{"v":2.1398734569549327E-3,"d":"0.00214"},{"v":3.2516328334808446E-3,"d":"0.00325"},"OK",null,{"v":6.14355896702004,"d":"6.14356"},0.258231876481191,0.31362578829327953,null,{"$f":"TEXT($Y179, \"0\" & DeciSep() & \"00000\") & ListSep() & TEXT($Z179, \"0\" & DeciSep() & \"00000\")","v":"0.25823,0.31363"}]
[{"$nulls":13},0.25028324127197266,0.3174821138381958,8.583133697509766,null,{"v":1.9099476499798522,"d":"1.90995"},{"v":3.0562032797802592E-3,"d":"0.00306"},{"v":-1.0167587280273667E-3,"d":"-0.00102"},{"v":2.88211383819581E-3,"d":"0.00288"},"OK",null,{"v":6.178465552059927,"d":"6.17847"},0.25826165326757794,0.3138683007571264,null,{"$f":"TEXT($Y180, \"0\" & DeciSep() & \"00000\") & ListSep() & TEXT($Z180, \"0\" & DeciSep() & \"00000\")","v":"0.25826,0.31387"}]
[{"$nulls":13},0.24923236668109894,0.31030145287513733,8.385546684265137,null,{"v":-2.0191348029726406,"d":"-2.01913"},{"v":0.004769970117945705,"d":"0.00477"},{"v":-0.002067633318901085,"d":"-0.00207"},{"v":-0.004298547124862662,"d":"-0.00430"},"OK",null,{"v":6.213372137099814,"d":"6.21337"},0.2582829483518188,0.3141117046837911,null,{"$f":"TEXT($Y181, \"0\" & DeciSep() & \"00000\") & ListSep() & TEXT($Z181, \"0\" & DeciSep() & \"00000\")","v":"0.25828,0.31411"}]
[{"$nulls":13},0.25417616963386536,0.31805190443992615,8.634565353393555,null,{"v":0.8761294166309791,"d":"0.87613"},{"v":0.004493105387719161,"d":"0.00449"},{"v":2.8761696338653327E-3,"d":"0.00288"},{"v":3.4519044399261567E-3,"d":"0.00345"},"OK",null,{"v":6.2482787221397,"d":"6.24828"},0.2582957357891337,0.3143557035230825,null,{"$f":"TEXT($Y182, \"0\" & DeciSep() & \"00000\") & ListSep() & TEXT($Z182, \"0\" & DeciSep() & \"00000\")","v":"0.25830,0.31436"}]
[{"$nulls":13},0.24958401918411255,0.3125942051410675,8.407167434692383,null,{"v":-2.2784814823402977,"d":"-2.27848"},{"v":0.002639659670604117,"d":"0.00264"},{"v":-1.715980815887475E-3,"d":"-0.00172"},{"v":-0.002005794858932486,"d":"-0.00201"},"OK",null,{"v":6.283185307179586,"d":"6.28319"},0.25830000000000003,0.3146,null,{"$f":"TEXT($Y183, \"0\" & DeciSep() & \"00000\") & ListSep() & TEXT($Z183, \"0\" & DeciSep() & \"00000\")","v":"0.25830,0.31460"}]
[{"$nulls":13},0.2517000436782837,0.3192403316497803,8.626429557800293,null,{"v":1.4847988081413608,"d":"1.48480"},{"v":4.657543640642278E-3,"d":"0.00466"},{"v":4.000436782836681E-4,"d":"0.00040"},{"v":0.004640331649780283,"d":"0.00464"},"OK"]
[{"$nulls":13},0.25108692049980164,0.3186458349227905,8.623215675354004,null,{"v":1.623414098371007,"d":"1.62341"},{"v":4.051442100768108E-3,"d":"0.00405"},{"v":-2.1307950019838732E-4,"d":"-0.00021"},{"v":0.004045834922790537,"d":"0.00405"},"OK"]
[{"$nulls":13},0.25125157833099365,0.32064685225486755,8.646885871887207,null,{"v":1.578803903631213,"d":"1.57880"},{"v":6.0470461260210585E-3,"d":"0.00605"},{"v":-4.8421669006370439E-5,"d":"-0.00005"},{"v":0.006046852254867563,"d":"0.00605"},"OK"]
[{"$nulls":13},0.24759313464164734,0.3137660324573517,8.439918518066406,null,{"v":-2.9202980245226366,"d":"-2.92030"},{"v":3.7995200548419307E-3,"d":"0.00380"},{"v":-3.7068653583526836E-3,"d":"-0.00371"},{"v":-8.3396754264830706E-4,"d":"-0.00083"},"OK"]
[{"$nulls":13},0.25646135210990906,0.3180646300315857,8.620665550231934,null,{"v":0.5911786456082161,"d":"0.59118"},{"v":0.006216366853575164,"d":"0.00622"},{"v":0.005161352109909034,"d":"0.00516"},{"v":0.003464630031585702,"d":"0.00346"},"OK"]
[{"$nulls":13},0.2542707920074463,0.3173806965351105,8.628539085388184,null,{"v":0.7523586648479469,"d":"0.75236"},{"v":0.004069137300691887,"d":"0.00407"},{"v":2.9707920074462653E-3,"d":"0.00297"},{"v":2.7806965351104824E-3,"d":"0.00278"},"OK"]
[{"$nulls":13},0.25010454654693604,0.3150078356266022,8.510071754455566,null,{"v":2.812818666802243,"d":"2.81282"},{"v":0.001263106827140368,"d":"0.00126"},{"v":-1.1954534530639882E-3,"d":"-0.00120"},{"v":4.0783562660218225E-4,"d":"0.00041"},"OK"]
[{"$nulls":13},0.2480122596025467,0.3132844567298889,8.418469429016113,null,{"v":-2.7609690462503993,"d":"-2.76097"},{"v":3.5411708539099225E-3,"d":"0.00354"},{"v":-3.287740397453331E-3,"d":"-0.00329"},{"v":-1.3155432701110754E-3,"d":"-0.00132"},"OK"]
[{"$nulls":13},0.2512264847755432,0.31413161754608154,8.50305461883545,null,{"v":-1.7264817271584325,"d":"-1.72648"},{"v":4.7411666429856913E-4,"d":"0.00047"},{"v":-7.3515224456810441E-5,"d":"-0.00007"},{"v":-4.6838245391844779E-4,"d":"-0.00047"},"OK"]
[{"$nulls":13},0.24937035143375397,0.3085285425186157,8.2930908203125,null,{"v":-1.8785232032806178,"d":"-1.87852"},{"v":0.006370725197139841,"d":"0.00637"},{"v":-1.9296485662460556E-3,"d":"-0.00193"},{"v":-0.006071457481384268,"d":"-0.00607"},"OK"]
[{"$nulls":13},0.2535673975944519,0.31168901920318604,8.394817352294922,null,{"v":-0.9090468984629674,"d":"-0.90905"},{"v":0.003689837537175016,"d":"0.00369"},{"v":0.002267397594451881,"d":"0.00227"},{"v":-2.9109807968139556E-3,"d":"-0.00291"},"OK"]
[{"$nulls":13},0.25180619955062866,0.31796714663505554,8.55008602142334,null,{"$f":"(ATAN2($N195-$A$3, $O195-$A$6))-$C$15","v":{"v":1.4215788943595922,"d":"1.42158"}},{"$f":"SQRT(($N195-$A$3)^2+($O195-$A$6)^2)","v":{"v":3.4049837660439083E-3,"d":"0.00340"}},{"v":5.0619955062863908E-4,"d":"0.00051"},{"v":3.3671466350555512E-3,"d":"0.00337"},{"$f":"IF(($T195/$A$9)^2 +($U195/$A$12)^2<=1, \"OK\", \"NG\")","v":"OK"}]
[{"$nulls":13},0.2506081759929657,0.3127349317073822,8.425407409667969,null,{"v":-1.9260007168154556,"d":"-1.92600"},{"v":1.9892461368159705E-3,"d":"0.00199"},{"$f":"$S196*COS($R196)","v":{"v":-6.918240070343249E-4,"d":"-0.00069"}},{"$f":"$S196*SIN($R196)","v":{"v":-1.8650682926177888E-3,"d":"-0.00187"}},"OK"]
[{"$nulls":13},0.24692243337631226,0.3159142732620239,8.53166389465332,null,{"v":2.849925610425004,"d":"2.84993"},{"v":0.004570602121394527,"d":"0.00457"},{"v":-0.004377566623687767,"d":"-0.00438"},{"v":1.3142732620239363E-3,"d":"0.00131"},"OK"]
[{"$nulls":13},0.24741069972515106,0.31231674551963806,8.435844421386719,null,{"v":-2.610741840917094,"d":"-2.61074"},{"v":0.004509978675119543,"d":"0.00451"},{"v":-3.8893002748489613E-3,"d":"-0.00389"},{"v":-2.2832544803619292E-3,"d":"-0.00228"},"OK"]
[{"$nulls":13},0.254595547914505,0.3146493434906006,8.537508964538574,null,{"v":0.014971654194477548,"d":"0.01497"},{"v":0.003295917298243811,"d":"0.00330"},{"v":0.003295547914504981,"d":"0.00330"},{"v":4.9343490600595161E-5,"d":"0.00005"},"OK"]
[{"$nulls":13},0.24895836412906647,0.3127918243408203,8.44278335571289,null,{"v":-2.484043788377327,"d":"-2.48404"},{"v":2.9585060024432293E-3,"d":"0.00296"},{"v":-2.3416358709335556E-3,"d":"-0.00234"},{"v":-1.8081756591796785E-3,"d":"-0.00181"},"OK"]
[{"$nulls":13},0.24999810755252838,0.3111650347709656,8.379654884338379,null,{"v":-1.933079567947676,"d":"-1.93308"},{"v":0.003673405786114454,"d":"0.00367"},{"v":-1.3018924474716416E-3,"d":"-0.00130"},{"v":-3.434965229034415E-3,"d":"-0.00343"},"OK"]
[{"$nulls":13},0.2556504011154175,0.3145771622657776,8.455201148986816,null,{"v":-0.005249521557366558,"d":"-0.00525"},{"v":4.3504610591441764E-3,"d":"0.00435"},{"v":0.004350401115417457,"d":"0.00435"},{"v":-2.2837734222402872E-5,"d":"-0.00002"},"OK"]
[{"$nulls":13},0.2517947256565094,0.3147941529750824,8.434128761291504,null,{"v":0.37397716625405747,"d":"0.37398"},{"v":5.3145917335387365E-4,"d":"0.00053"},{"v":0.000494725656509376,"d":"0.00049"},{"v":1.941529750824067E-4,"d":"0.00019"},"OK"]
[{"$nulls":13},0.2516801059246063,0.31528815627098083,8.47060775756836,null,{"v":1.066147556824969,"d":"1.06615"},{"v":7.8615492570553247E-4,"d":"0.00079"},{"v":3.8010592460629988E-4,"d":"0.00038"},{"v":6.881562709808442E-4,"d":"0.00069"},"OK"]
[{"$nulls":13},0.25231337547302246,0.31862467527389526,8.698722839355469,null,{"v":1.3241330878182878,"d":"1.32413"},{"v":4.150294075077986E-3,"d":"0.00415"},{"v":1.0133754730224371E-3,"d":"0.00101"},{"v":0.004024675273895273,"d":"0.00402"},"OK"]
[{"$nulls":13},0.24947252869606018,0.30973348021507263,8.343722343444824,null,{"v":-1.9300220521148468,"d":"-1.93002"},{"v":0.005198333019710551,"d":"0.00520"},{"v":-1.8274713039398416E-3,"d":"-0.00183"},{"v":-0.00486651978492736,"d":"-0.00487"},"OK"]
[{"$nulls":13},0.24915267527103424,0.31281474232673645,8.413647651672363,null,{"v":-2.4480041858291526,"d":"-2.44800"},{"v":2.7925165087380097E-3,"d":"0.00279"},{"v":-0.002147324728965782,"d":"-0.00215"},{"v":-1.7852576732635412E-3,"d":"-0.00179"},"OK"]
[{"$nulls":13},0.25537070631980896,0.3209404945373535,8.669485092163086,null,{"v":1.000053427500403,"d":"1.00005"},{"v":0.007534754204374706,"d":"0.00753"},{"v":4.0707063198089375E-3,"d":"0.00407"},{"v":0.006340494537353525,"d":"0.00634"},"NG"]
[{"$nulls":13},0.25077614188194275,0.3109542429447174,8.387171745300293,null,{"v":-1.713509294388329,"d":"-1.71351"},{"v":3.6832013023994827E-3,"d":"0.00368"},{"v":-5.2385811805727423E-4,"d":"-0.00052"},{"v":-3.6457570552825835E-3,"d":"-0.00365"},"OK"]
[{"$nulls":13},0.24674586951732635,0.3191280961036682,8.580695152282715,null,{"v":2.359061001774137,"d":"2.35906"},{"v":6.4221303924221936E-3,"d":"0.00642"},{"v":-0.004554130482673668,"d":"-0.00455"},{"v":4.528096103668223E-3,"d":"0.00453"},"OK"]
[{"$nulls":13},0.25281283259391785,0.31631240248680115,8.51146125793457,null,{"v":0.847196998003089,"d":"0.84720"},{"v":2.2849474247830987E-3,"d":"0.00228"},{"v":1.5128325939178233E-3,"d":"0.00151"},{"v":1.7124024868011565E-3,"d":"0.00171"},"OK"]
[{"$nulls":13},0.2516632378101349,0.3175741732120514,8.565637588500977,null,{"v":1.4492674949852409,"d":"1.44927"},{"v":0.002996272351104906,"d":"0.00300"},{"v":3.6323781013486417E-4,"d":"0.00036"},{"v":2.9741732120514013E-3,"d":"0.00297"},"OK"]
[{"$nulls":13},0.25241029262542725,0.3110034167766571,8.44149112701416,null,{"v":-1.2713701640593256,"d":"-1.27137"},{"v":3.764061715289692E-3,"d":"0.00376"},{"v":1.110292625427223E-3,"d":"0.00111"},{"v":-0.003596583223342886,"d":"-0.00360"},"OK"]
[{"$nulls":13},0.2459113597869873,0.3134157657623291,8.388432502746582,null,{"v":-2.9252665600959866,"d":"-2.92527"},{"v":0.005517232465192101,"d":"0.00552"},{"v":-0.005388640213012719,"d":"-0.00539"},{"v":-1.1842342376708905E-3,"d":"-0.00118"},"OK"]
[{"$nulls":13},0.2538069784641266,0.31416529417037964,8.52400016784668,null,{"v":-0.17169114939589492,"d":"-0.17169"},{"v":2.5443879770782407E-3,"d":"0.00254"},{"v":2.5069784641265636E-3,"d":"0.00251"},{"v":-4.3470582962035209E-4,"d":"-0.00043"},"OK"]
[{"$nulls":13},0.24582411348819733,0.31303274631500244,8.389960289001465,null,{"v":-2.8628347178858373,"d":"-2.86283"},{"v":0.005695754313809638,"d":"0.00570"},{"v":-0.005475886511802696,"d":"-0.00548"},{"v":-0.001567253684997551,"d":"-0.00157"},"OK"]
[{"$nulls":13},0.2492009699344635,0.31622564792633057,8.530370712280273,null,{"v":2.4826101841909276,"d":"2.48261"},{"v":2.6549309588780566E-3,"d":"0.00265"},{"v":-2.0990300655365224E-3,"d":"-0.00210"},{"v":1.6256479263305754E-3,"d":"0.00163"},"OK"]
[{"$nulls":13},0.25609490275382996,0.32029637694358826,8.712801933288574,null,{"v":0.8711136698731491,"d":"0.87111"},{"v":0.007445790938653185,"d":"0.00745"},{"v":4.7949027538299336E-3,"d":"0.00479"},{"v":0.005696376943588266,"d":"0.00570"},"NG"]
[{"$nulls":13},0.2496955245733261,0.3187143802642822,8.623363494873047,null,{"v":1.9426243683917874,"d":"1.94262"},{"v":0.004416159683923985,"d":"0.00442"},{"v":-0.001604475426673912,"d":"-0.00160"},{"v":0.004114380264282236,"d":"0.00411"},"OK"]
[{"$nulls":13},0.24585972726345062,0.30443763732910156,8.175382614135742,null,{"v":-2.062311078737169,"d":"-2.06231"},{"v":0.01152693291829672,"d":"0.01153"},{"v":-0.005440272736549401,"d":"-0.00544"},{"v":-0.010162362670898428,"d":"-0.01016"},"NG"]
[{"$nulls":13},0.25571030378341675,0.31319716572761536,8.469100952148438,null,{"v":-0.30796131813719385,"d":"-0.30796"},{"v":0.004628036674206116,"d":"0.00463"},{"v":0.004410303783416725,"d":"0.00441"},{"v":-1.4028342723846345E-3,"d":"-0.00140"},"OK"]
[{"$nulls":13},0.25777703523635864,0.31601426005363464,8.5607271194458,null,{"v":0.21497584740086412,"d":"0.21498"},{"v":0.006629639277693609,"d":"0.00663"},{"v":0.006477035236358619,"d":"0.00648"},{"v":1.4142600536346528E-3,"d":"0.00141"},"OK"]
[{"$nulls":13},0.25293853878974915,0.3113724887371063,8.401854515075684,null,{"v":-1.1010246279135387,"d":"-1.10102"},{"v":3.6196185320580393E-3,"d":"0.00362"},{"v":1.6385387897491221E-3,"d":"0.00164"},{"v":-3.2275112628936675E-3,"d":"-0.00323"},"OK"]
[{"$nulls":13},0.2520751357078552,0.3087020814418793,8.35582447052002,null,{"v":-1.4401199675972614,"d":"-1.44012"},{"v":0.005948636708004361,"d":"0.00595"},{"v":7.7513570785520125E-4,"d":"0.00078"},{"v":-0.005897918558120718,"d":"-0.00590"},"OK"]
[{"$nulls":13},0.25320467352867126,0.31937944889068604,8.682229995727539,null,{"v":1.1915723202883108,"d":"1.19157"},{"v":0.005144989110727157,"d":"0.00514"},{"v":1.9046735286712417E-3,"d":"0.00190"},{"v":0.004779448890686044,"d":"0.00478"},"OK"]
[{"$nulls":13},0.25082463026046753,0.31745558977127075,8.650657653808594,null,{"v":1.7357535480462956,"d":"1.73575"},{"v":0.00289488675617016,"d":"0.00289"},{"v":-4.7536973953249363E-4,"d":"-0.00048"},{"v":2.8555897712707616E-3,"d":"0.00286"},"OK"]
[{"$nulls":13},0.25183001160621643,0.31844910979270935,8.594389915466309,null,{"v":1.433959637444153,"d":"1.43396"},{"v":3.8854289980715367E-3,"d":"0.00389"},{"v":5.3001160621640709E-4,"d":"0.00053"},{"v":0.00384910979270936,"d":"0.00385"},"OK"]
[{"$nulls":13},0.24816252291202545,0.30900436639785767,8.330101013183594,null,{"v":-2.081818100731674,"d":"-2.08182"},{"v":0.006415206768841492,"d":"0.00642"},{"v":-3.13747708797457E-3,"d":"-0.00314"},{"v":-5.5956336021423265E-3,"d":"-0.00560"},"OK"]
[{"$nulls":13},0.25498712062835693,0.3141171336174011,8.519638061523438,null,{"v":-0.1302192175541146,"d":"-0.13022"},{"v":0.003718604371467765,"d":"0.00372"},{"v":0.00368712062835691,"d":"0.00369"},{"v":-4.8286638259886761E-4,"d":"-0.00048"},"OK"]
[{"$nulls":13},0.24759657680988312,0.31122997403144836,8.365711212158203,null,{"v":-2.403293246880797,"d":"-2.40329"},{"v":5.0072365985449506E-3,"d":"0.00501"},{"v":-3.7034231901169052E-3,"d":"-0.00370"},{"v":-3.3700259685516274E-3,"d":"-0.00337"},"OK"]
[{"$nulls":13},0.2488279640674591,0.3143814504146576,8.461440086364746,null,{"v":-3.053413175390913,"d":"-3.05341"},{"v":2.4816779752874414E-3,"d":"0.00248"},{"v":-2.4720359325409165E-3,"d":"-0.00247"},{"v":-2.185495853423984E-4,"d":"-0.00022"},"OK"]
[{"$nulls":13},0.24910525977611542,0.3162671625614166,8.56683349609375,null,{"v":2.491964856167355,"d":"2.49196"},{"v":2.7561414434905777E-3,"d":"0.00276"},{"v":-2.1947402238846054E-3,"d":"-0.00219"},{"v":1.6671625614166356E-3,"d":"0.00167"},"OK"]
[{"$nulls":13},0.2525765001773834,0.3175894618034363,8.66619873046875,null,{"v":1.1672328853047826,"d":"1.16723"},{"v":3.2505898814006663E-3,"d":"0.00325"},{"v":1.2765001773833995E-3,"d":"0.00128"},{"v":2.989461803436289E-3,"d":"0.00299"},"OK"]
[{"$nulls":13},0.24927446246147156,0.31485044956207275,8.461806297302246,null,{"v":3.018571075176099,"d":"3.01857"},{"v":2.040962347308346E-3,"d":"0.00204"},{"v":-2.0255375385284653E-3,"d":"-0.00203"},{"v":2.5044956207276369E-4,"d":"0.00025"},"OK"]
[{"$nulls":13},0.25359901785850525,0.3150384724140167,8.51996898651123,null,{"v":0.18845833294701306,"d":"0.18846"},{"v":2.3404574705769843E-3,"d":"0.00234"},{"v":2.2990178585052257E-3,"d":"0.00230"},{"v":4.3847241401673292E-4,"d":"0.00044"},"OK"]
[{"$nulls":13},0.25744664669036865,0.31978610157966614,8.742640495300293,null,{"v":0.7008419045502694,"d":"0.70084"},{"v":0.008042195914725986,"d":"0.00804"},{"v":0.00614664669036863,"d":"0.00615"},{"v":0.005186101579666148,"d":"0.00519"},"NG"]
[{"$nulls":13},0.2490280270576477,0.3107430338859558,8.339012145996094,null,{"v":-2.1031306556891223,"d":"-2.10313"},{"v":4.476387902725378E-3,"d":"0.00448"},{"v":-2.2719729423523174E-3,"d":"-0.00227"},{"v":-0.00385696611404418,"d":"-0.00386"},"OK"]
[{"$nulls":13},0.25401753187179565,0.3174494504928589,8.541366577148438,null,{"v":0.8090903414352806,"d":"0.80909"},{"v":0.003937556042201669,"d":"0.00394"},{"v":2.7175318717956314E-3,"d":"0.00272"},{"v":2.8494504928588964E-3,"d":"0.00285"},"OK"]
[{"$nulls":13},0.2534196078777313,0.3128516674041748,8.458941459655762,null,{"v":-0.6897034964422161,"d":"-0.68970"},{"v":0.002747617953967658,"d":"0.00275"},{"v":0.0021196078777313,"d":"0.00212"},{"v":-0.001748332595825186,"d":"-0.00175"},"OK"]
[{"$nulls":13},0.250408411026001,0.3178166151046753,8.618322372436523,null,{"v":1.8411903285578735,"d":"1.84119"},{"v":3.3378950897507216E-3,"d":"0.00334"},{"v":-8.9158897399904615E-4,"d":"-0.00089"},{"v":0.003216615104675302,"d":"0.00322"},"OK"]
[{"$nulls":13},0.24720361828804016,0.3172813057899475,8.566961288452148,null,{"v":2.5620222151086125,"d":"2.56202"},{"v":0.004895890508302377,"d":"0.00490"},{"v":-0.004096381711959861,"d":"-0.00410"},{"v":2.6813057899475207E-3,"d":"0.00268"},"OK"]
[{"$nulls":13},0.2521100342273712,0.3215879499912262,8.736407279968262,null,{"v":1.4553926650328217,"d":"1.45539"},{"v":0.007034742392539415,"d":"0.00703"},{"v":8.1003422737119192E-4,"d":"0.00081"},{"v":0.006987949991226206,"d":"0.00699"},"NG"]
[{"$nulls":13},0.2536783218383789,0.31741005182266235,8.610700607299805,null,{"v":0.8684179471964639,"d":"0.86842"},{"v":0.003681413588957097,"d":"0.00368"},{"v":0.002378321838378883,"d":"0.00238"},{"v":2.8100518226623628E-3,"d":"0.00281"},"OK"]
[{"$nulls":13},0.25464797019958496,0.3186611831188202,8.668578147888184,null,{"v":0.8813635366972916,"d":"0.88136"},{"v":5.263279660240274E-3,"d":"0.00526"},{"v":3.347970199584938E-3,"d":"0.00335"},{"v":0.0040611831188202,"d":"0.00406"},"OK"]
[{"$nulls":13},0.25301602482795715,0.3190944194793701,8.664758682250977,null,{"v":1.206066609205292,"d":"1.20607"},{"v":0.004810878055688684,"d":"0.00481"},{"v":1.71602482795713E-3,"d":"0.00172"},{"v":4.4944194793701256E-3,"d":"0.00449"},"OK"]
[{"$nulls":13},0.24969325959682465,0.31737020611763,8.578121185302734,null,{"v":2.0963857535985433,"d":"2.09639"},{"v":3.2024454183250226E-3,"d":"0.00320"},{"v":-1.606740403175378E-3,"d":"-0.00161"},{"v":2.7702061176300137E-3,"d":"0.00277"},"OK"]
[{"$nulls":13},0.25014835596084595,0.31212344765663147,8.395151138305664,null,{"v":-2.0060696697860387,"d":"-2.00607"},{"v":0.002731226007192233,"d":"0.00273"},{"v":-1.1516440391540759E-3,"d":"-0.00115"},{"v":-2.476552343368521E-3,"d":"-0.00248"},"OK"]
[{"$nulls":13},0.25344815850257874,0.31257331371307373,8.429669380187988,null,{"v":-0.7563101469287008,"d":"-0.75631"},{"v":2.9533103896841194E-3,"d":"0.00295"},{"v":2.148158502578712E-3,"d":"0.00215"},{"v":-2.0266862869262603E-3,"d":"-0.00203"},"OK"]
[{"$nulls":13},0.2475261390209198,0.3093138337135315,8.324193954467773,null,{"v":-2.190798739777873,"d":"-2.19080"},{"v":6.495042778736756E-3,"d":"0.00650"},{"v":-3.7738609790802227E-3,"d":"-0.00377"},{"v":-5.2861662864684975E-3,"d":"-0.00529"},"OK"]
[{"$nulls":13},0.25136297941207886,0.3237091600894928,8.798666000366211,null,{"v":1.5638825819503976,"d":"1.56388"},{"v":9.109377802152813E-3,"d":"0.00911"},{"v":6.2979412078834429E-5,"d":"0.00006"},{"v":0.009109160089492807,"d":"0.00911"},"NG"]
[{"$nulls":13},0.2527196705341339,0.3121952712535858,8.411171913146973,null,{"v":-1.0374906302756906,"d":"-1.03749"},{"v":2.7925230114215155E-3,"d":"0.00279"},{"v":1.4196705341338882E-3,"d":"0.00142"},{"v":-2.4047287464141753E-3,"d":"-0.00240"},"OK"]
[{"$nulls":13},0.24892467260360718,0.3166566491127014,8.585173606872559,null,{"v":2.4279752785032214,"d":"2.42798"},{"v":3.1419716441798092E-3,"d":"0.00314"},{"v":-2.3753273963928456E-3,"d":"-0.00238"},{"v":2.0566491127014253E-3,"d":"0.00206"},"OK"]
[{"$nulls":13},0.25311553478240967,0.3157545328140259,8.465846061706543,null,{"v":0.5664125795509206,"d":"0.56641"},{"v":0.002151537256196548,"d":"0.00215"},{"v":1.8155347824096446E-3,"d":"0.00182"},{"v":1.1545328140258881E-3,"d":"0.00115"},"OK"]
[{"$nulls":13},0.256124883890152,0.3190634548664093,8.667405128479004,null,{"v":0.7465056575293063,"d":"0.74651"},{"v":0.006572817805014895,"d":"0.00657"},{"v":4.824883890151955E-3,"d":"0.00482"},{"v":4.463454866409311E-3,"d":"0.00446"},"OK"]
[{"$nulls":13},0.2506793141365051,0.3133506774902344,8.45637035369873,null,{"v":-2.031895066869664,"d":"-2.03190"},{"v":1.3950117112588919E-3,"d":"0.00140"},{"v":-6.2068586349489641E-4,"d":"-0.00062"},{"v":-1.2493225097656158E-3,"d":"-0.00125"},"OK"]
[{"$nulls":13},0.25282952189445496,0.3101358413696289,8.324203491210938,null,{"v":-1.2407088075719142,"d":"-1.24071"},{"v":4.718914017306698E-3,"d":"0.00472"},{"v":1.5295218944549323E-3,"d":"0.00153"},{"v":-4.4641586303710845E-3,"d":"-0.00446"},"OK"]
[{"$nulls":13},0.250817209482193,0.3112277388572693,8.38361644744873,null,{"v":-1.7129952867031129,"d":"-1.71300"},{"v":0.003406645255798697,"d":"0.00341"},{"v":-0.00048279051780703,"d":"-0.00048"},{"v":-3.3722611427307032E-3,"d":"-0.00337"},"OK"]
[{"$nulls":13},0.25007227063179016,0.31711217761039734,8.535273551940918,null,{"v":2.0253721906459177,"d":"2.02537"},{"v":2.7961322836637607E-3,"d":"0.00280"},{"v":-1.227729368209862E-3,"d":"-0.00123"},{"v":0.002512177610397348,"d":"0.00251"},"OK"]
[{"$nulls":13},0.25101715326309204,0.31135305762290955,8.38736343383789,null,{"$f":"(ATAN2($N259-$A$3, $O259-$A$6))-$C$15","v":{"v":-1.6576886974717406,"d":"-1.65769"}},{"$f":"SQRT(($N259-$A$3)^2+($O259-$A$6)^2)","v":{"v":3.259238726562576E-3,"d":"0.00326"}},{"v":-2.8284673690798191E-4,"d":"-0.00028"},{"v":-0.003246942377090445,"d":"-0.00325"},{"$f":"IF(($T259/$A$9)^2 +($U259/$A$12)^2<=1, \"OK\", \"NG\")","v":"OK"}]
[{"$nulls":13},0.2475460022687912,0.3126299977302551,8.399266242980957,null,{"v":-2.6583224471609825,"d":"-2.65832"},{"v":4.2395056207912875E-3,"d":"0.00424"},{"$f":"$S260*COS($R260)","v":{"v":-0.003753997731208824,"d":"-0.00375"}},{"$f":"$S260*SIN($R260)","v":{"v":-1.9700022697448647E-3,"d":"-0.00197"}},"OK"]
[{"$nulls":13},0.24787838757038116,0.31382259726524353,8.479850769042969,null,{"v":-2.9181817651829762,"d":"-2.91818"},{"v":0.003508815559491421,"d":"0.00351"},{"v":-0.003421612429618859,"d":"-0.00342"},{"v":-7.7740273475646006E-4,"d":"-0.00078"},"OK"]
[{"$nulls":13},0.2561664283275604,0.31756940484046936,8.577927589416504,null,{"v":0.547872327538759,"d":"0.54787"},{"v":0.005700832375529493,"d":"0.00570"},{"v":4.8664283275604014E-3,"d":"0.00487"},{"v":2.9694048404693696E-3,"d":"0.00297"},"OK"]
[{"$nulls":13},0.2540785074234009,0.3195386230945587,8.648231506347656,null,{"v":1.0583250499852157,"d":"1.05833"},{"v":0.00566657758898636,"d":"0.00567"},{"v":2.778507423400856E-3,"d":"0.00278"},{"v":0.004938623094558725,"d":"0.00494"},"OK"]
[{"$nulls":13},0.2517865300178528,0.3239595890045166,8.824138641357422,null,{"v":1.5188610863910563,"d":"1.51886"},{"v":0.009372225871784143,"d":"0.00937"},{"v":4.8653001785276071E-4,"d":"0.00049"},{"v":0.009359589004516609,"d":"0.00936"},"NG"]
[{"$nulls":13},0.2510702908039093,0.30939754843711853,8.33484935760498,null,{"v":-1.6149216951922223,"d":"-1.61492"},{"v":0.005207520386796042,"d":"0.00521"},{"v":-2.2970919609072049E-4,"d":"-0.00023"},{"v":-5.2024515628814605E-3,"d":"-0.00520"},"OK"]
[{"$nulls":13},0.2540968954563141,0.3183334469795227,8.63128662109375,null,{"v":0.9278422447805313,"d":"0.92784"},{"v":0.004664895555364292,"d":"0.00466"},{"v":2.7968954563140636E-3,"d":"0.00280"},{"v":3.7334469795227143E-3,"d":"0.00373"},"OK"]
[{"$nulls":13},0.25041311979293823,0.31698086857795715,8.559822082519531,null,{"v":1.9273758739185385,"d":"1.92738"},{"v":0.002540687247022295,"d":"0.00254"},{"v":-8.8688020706179094E-4,"d":"-0.00089"},{"v":2.380868577957163E-3,"d":"0.00238"},"OK"]
[{"$nulls":13},0.2509115934371948,0.3179643154144287,8.561551094055176,null,{"v":1.6857363861075887,"d":"1.68574"},{"v":0.003386661758397617,"d":"0.00339"},{"v":-3.8840656280519838E-4,"d":"-0.00039"},{"v":3.3643154144287197E-3,"d":"0.00336"},"OK"]
[{"$nulls":13},0.25285500288009644,0.3151179254055023,8.533830642700195,null,{"v":0.32151388081451954,"d":"0.32151"},{"v":1.6389877006167215E-3,"d":"0.00164"},{"v":1.5550028800964122E-3,"d":"0.00156"},{"v":5.1792540550232846E-4,"d":"0.00052"},"OK"]
[{"$nulls":13},0.2484360784292221,0.3113766014575958,8.379405975341797,null,{"v":-2.2972095890259916,"d":"-2.29721"},{"v":0.004311884150431265,"d":"0.00431"},{"v":-2.8639215707779164E-3,"d":"-0.00286"},{"v":-3.223398542404166E-3,"d":"-0.00322"},"OK"]
[{"$nulls":13},0.2553207278251648,0.31523990631103516,8.530207633972168,null,{"v":0.15782818314439032,"d":"0.15783"},{"v":0.004071330535704129,"d":"0.00407"},{"v":0.004020727825164772,"d":"0.00402"},{"v":6.399063110351656E-4,"d":"0.00064"},"OK"]
[{"$nulls":13},0.2510695159435272,0.31741514801979065,8.615652084350586,null,{"v":1.652486925673895,"d":"1.65249"},{"v":0.002824567448941417,"d":"0.00282"},{"v":-2.3048405647280154E-4,"d":"-0.00023"},{"v":2.8151480197906587E-3,"d":"0.00282"},"OK"]
[{"$nulls":13},0.25051558017730713,0.31915509700775146,8.65062427520752,null,{"v":1.7413307575181043,"d":"1.74133"},{"v":0.004622144870972781,"d":"0.00462"},{"v":-7.8441982269289369E-4,"d":"-0.00078"},{"v":0.004555097007751474,"d":"0.00456"},"OK"]
[{"$nulls":13},0.24747639894485474,0.31038329005241394,8.371650695800781,null,{"v":-2.307341142999894,"d":"-2.30734"},{"v":0.005692149665194978,"d":"0.00569"},{"v":-3.8236010551452857E-3,"d":"-0.00382"},{"v":-0.00421670994758605,"d":"-0.00422"},"OK"]
[{"$nulls":13},0.24890518188476563,0.31216129660606384,8.41502857208252,null,{"v":-2.3471153803161946,"d":"-2.34712"},{"v":3.4179567066670875E-3,"d":"0.00342"},{"v":-0.002394818115234398,"d":"-0.00239"},{"v":-0.002438703393936149,"d":"-0.00244"},"OK"]
[{"$nulls":13},0.24928633868694305,0.31531667709350586,8.499197006225586,null,{"v":2.799664783432534,"d":"2.79966"},{"v":0.002137395129604804,"d":"0.00214"},{"v":-0.002013661313056969,"d":"-0.00201"},{"v":7.1667709350586915E-4,"d":"0.00072"},"OK"]
[{"$nulls":13},0.25042036175727844,0.3125244677066803,8.410345077514648,null,{"v":-1.9716614207602914,"d":"-1.97166"},{"v":2.2542399470045806E-3,"d":"0.00225"},{"v":-8.7963824272158043E-4,"d":"-0.00088"},{"v":-0.002075532293319693,"d":"-0.00208"},"OK"]
[{"$nulls":13},0.2524699568748474,0.3171272873878479,8.566915512084961,null,{"v":1.1372420778658356,"d":"1.13724"},{"v":2.7849561270831143E-3,"d":"0.00278"},{"v":1.1699568748473888E-3,"d":"0.00117"},{"v":2.5272873878479096E-3,"d":"0.00253"},"OK"]
[{"$nulls":13},0.25192826986312866,0.3146364986896515,8.50757884979248,null,{"v":0.05802874658548775,"d":"0.05803"},{"v":6.2932914699857572E-4,"d":"0.00063"},{"v":6.2826986312863875E-4,"d":"0.00063"},{"v":3.64986896514985e-05,"d":"0.00004"},"OK"]
[{"$nulls":13},0.24991454184055328,0.31835392117500305,8.613404273986816,null,{"v":1.9243576261571038,"d":"1.92436"},{"v":0.004001427057902456,"d":"0.00400"},{"v":-1.3854581594467392E-3,"d":"-0.00139"},{"v":3.753921175003061E-3,"d":"0.00375"},"OK"]
[{"$nulls":13},0.25305482745170593,0.3149210810661316,8.516427993774414,null,{"v":0.18096839176431764,"d":"0.18097"},{"v":1.7839597630801153E-3,"d":"0.00178"},{"v":1.7548274517059093E-3,"d":"0.00175"},{"v":3.2108106613160103E-4,"d":"0.00032"},"OK"]
[{"$nulls":13},0.2534450888633728,0.32028087973594666,8.656915664672852,null,{"v":1.2097498999538128,"d":"1.20975"},{"v":0.006072380159875975,"d":"0.00607"},{"v":2.1450888633727802E-3,"d":"0.00215"},{"v":5.6808797359466645E-3,"d":"0.00568"},"OK"]
[{"$nulls":13},0.24783608317375183,0.31041955947875977,8.345627784729004,null,{"v":-2.2627351901704107,"d":"-2.26274"},{"v":0.005429070153423383,"d":"0.00543"},{"v":-0.003463916826248192,"d":"-0.00346"},{"v":-0.004180440521240225,"d":"-0.00418"},"OK"]
[{"$nulls":13},0.25129377841949463,0.3150866627693176,8.489435195922852,null,{"v":1.5835798023130816,"d":"1.58358"},{"v":4.8670253657022981E-4,"d":"0.00049"},{"v":-6.2215805053943444E-6,"d":"-0.00001"},{"v":4.8666276931763619E-4,"d":"0.00049"},"OK"]
[{"$nulls":13},0.2506573498249054,0.31519266963005066,8.558046340942383,null,{"v":2.3966320345593495,"d":"2.39663"},{"v":0.000874217671940777,"d":"0.00087"},{"v":-6.4265017509462774E-4,"d":"-0.00064"},{"v":5.9266963005066863E-4,"d":"0.00059"},"OK"]
[{"$nulls":13},0.24700316786766052,0.31591153144836426,8.510937690734863,null,{"v":2.8453426311924472,"d":"2.84534"},{"v":4.4925361560652684E-3,"d":"0.00449"},{"v":-0.004296832132339501,"d":"-0.00430"},{"v":1.3115314483642686E-3,"d":"0.00131"},"OK"]
[{"$nulls":13},0.24898092448711395,0.31882888078689575,8.613761901855469,null,{"v":2.0724025362920626,"d":"2.07240"},{"v":4.823022283200017E-3,"d":"0.00482"},{"v":-2.319075512886069E-3,"d":"-0.00232"},{"v":0.004228880786895762,"d":"0.00423"},"OK"]
[{"$nulls":13},0.25244438648223877,0.3158349096775055,8.542288780212402,null,{"v":0.8234260292982286,"d":"0.82343"},{"v":0.001683633669278301,"d":"0.00168"},{"v":1.1443864822387462E-3,"d":"0.00114"},{"v":1.2349096775055024E-3,"d":"0.00123"},"OK"]
[{"$nulls":13},0.25076237320899963,0.3177621364593506,8.644984245300293,null,{"v":1.7392060297440244,"d":"1.73921"},{"v":3.2075145446210677E-3,"d":"0.00321"},{"v":-5.3762679100038957E-4,"d":"-0.00054"},{"v":0.003162136459350595,"d":"0.00316"},"OK"]
[{"$nulls":13},0.2480102926492691,0.31468379497528076,8.432799339294434,null,{"v":3.116126297194229,"d":"3.11613"},{"v":0.003290774384751308,"d":"0.00329"},{"v":-3.2897073507309194E-3,"d":"-0.00329"},{"v":8.3794975280771593E-5,"d":"0.00008"},"OK"]
[{"$nulls":13},0.25205937027931213,0.3148944079875946,8.494170188903809,null,{"v":0.3698583156684846,"d":"0.36986"},{"v":8.1444415662589346E-4,"d":"0.00081"},{"v":7.5937027931211043E-4,"d":"0.00076"},{"v":2.9440798759461378E-4,"d":"0.00029"},"OK"]
[{"$nulls":13},0.2515087127685547,0.3198789358139038,8.660188674926758,null,{"v":1.531280006300139,"d":"1.53128"},{"v":0.005283060130934922,"d":"0.00528"},{"v":2.0871276855466441E-4,"d":"0.00021"},{"v":0.005278935813903818,"d":"0.00528"},"OK"]
[{"$nulls":13},0.2530272305011749,0.3075277507305145,8.237455368041992,null,{"v":-1.331258908823417,"d":"-1.33126"},{"v":0.007280112288552052,"d":"0.00728"},{"v":1.7272305011749036E-3,"d":"0.00173"},{"v":-0.007072249269485464,"d":"-0.00707"},"NG"]
[{"$nulls":13},0.2520999610424042,0.3118319809436798,8.432269096374512,null,{"v":-1.2894603968123095,"d":"-1.28946"},{"v":2.881296091261015E-3,"d":"0.00288"},{"v":7.9996104240415177E-4,"d":"0.00080"},{"v":-0.002768019056320181,"d":"-0.00277"},"OK"]
[{"$nulls":13},0.2528740167617798,0.32243385910987854,8.80086612701416,null,{"v":1.372511671596103,"d":"1.37251"},{"v":0.007990424101372266,"d":"0.00799"},{"v":1.5740167617797624E-3,"d":"0.00157"},{"v":0.00783385910987855,"d":"0.00783"},"NG"]
[{"$nulls":13},0.25099870562553406,0.3126200735569,8.429927825927734,null,{"v":-1.7218122719948084,"d":"-1.72181"},{"v":2.0027199055712513E-3,"d":"0.00200"},{"v":-3.0129437446596542E-4,"d":"-0.00030"},{"v":-1.9799264430999663E-3,"d":"-0.00198"},"OK"]
[{"$nulls":13},0.2509250044822693,0.3188394010066986,8.680947303771973,null,{"v":1.6590215412675178,"d":"1.65902"},{"v":0.004255953774880008,"d":"0.00426"},{"v":-0.000374995517730736,"d":"-0.00037"},{"v":0.004239401006698618,"d":"0.00424"},"OK"]
[{"$nulls":13},0.2576393485069275,0.31968751549720764,8.6953763961792,null,{"v":0.6762815439113082,"d":"0.67628"},{"v":0.00812835490284544,"d":"0.00813"},{"v":6.339348506927466E-3,"d":"0.00634"},{"v":5.08751549720765E-3,"d":"0.00509"},"NG"]
[{"$nulls":13},0.24355043470859528,0.30973848700523376,8.305374145507812,null,{"v":-2.581321605525248,"d":"-2.58132"},{"v":0.009148227741154352,"d":"0.00915"},{"v":-0.007749565291404747,"d":"-0.00775"},{"v":-0.00486151299476623,"d":"-0.00486"},"NG"]
[{"$nulls":13},0.2525262236595154,0.3098583519458771,8.382636070251465,null,{"v":-1.3177334505188778,"d":"-1.31773"},{"v":0.004897637260181982,"d":"0.00490"},{"v":1.2262236595153577E-3,"d":"0.00123"},{"v":-0.004741648054122916,"d":"-0.00474"},"OK"]
[{"$nulls":13},0.25019073486328125,0.3162572681903839,8.501030921936035,null,{"v":2.160642935475269,"d":"2.16064"},{"v":1.994243465176234E-3,"d":"0.00199"},{"v":-1.1092651367187736E-3,"d":"-0.00111"},{"v":1.6572681903839204E-3,"d":"0.00166"},"OK"]
[{"$nulls":13},0.24897660315036774,0.30650991201400757,8.216238975524902,null,{"v":-1.8504603046267,"d":"-1.85046"},{"v":0.008417107373794168,"d":"0.00842"},{"v":-2.3233968496322852E-3,"d":"-0.00232"},{"v":-0.008090087985992422,"d":"-0.00809"},"NG"]
[{"$nulls":13},0.24804818630218506,0.3169986307621002,8.538474082946777,null,{"v":2.5060563753058687,"d":"2.50606"},{"v":0.004040757584685149,"d":"0.00404"},{"v":-0.003251813697814964,"d":"-0.00325"},{"v":0.00239863076210023,"d":"0.00240"},"OK"]
[{"$nulls":13},0.2493848353624344,0.3096666634082794,8.304680824279785,null,{"v":-1.941096725306709,"d":"-1.94110"},{"v":0.005292037936012086,"d":"0.00529"},{"v":-1.9151646375656353E-3,"d":"-0.00192"},{"v":-0.004933336591720572,"d":"-0.00493"},"OK"]
[{"$nulls":13},0.2488189935684204,0.31483694911003113,8.486760139465332,null,{"v":3.046376212328192,"d":"3.04638"},{"v":2.4922956875707896E-3,"d":"0.00249"},{"v":-0.002481006431579613,"d":"-0.00248"},{"v":2.3694911003113784E-4,"d":"0.00024"},"OK"]
[{"$nulls":13},0.25567737221717834,0.32002878189086914,8.767102241516113,null,{"v":0.8922094807395781,"d":"0.89221"},{"v":0.006973740771376111,"d":"0.00697"},{"v":0.004377372217178322,"d":"0.00438"},{"v":0.005428781890869151,"d":"0.00543"},"OK"]
[{"$nulls":13},0.2512948513031006,0.31410589814186096,8.481842041015625,null,{"v":-1.5812162644518504,"d":"-1.58122"},{"v":4.9412868293209134E-4,"d":"0.00049"},{"v":-5.1486968994374e-06,"d":"-0.00001"},{"v":-4.9410185813902885E-4,"d":"-0.00049"},"OK"]
[{"$nulls":13},0.2586633563041687,0.31065675616264343,8.36884880065918,null,{"v":-0.491660236127643,"d":"-0.49166"},{"v":0.008352735361723792,"d":"0.00835"},{"v":0.007363356304168678,"d":"0.00736"},{"v":-0.003943243837356558,"d":"-0.00394"},"NG"]
[{"$nulls":13},0.25214144587516785,0.3119383156299591,8.378308296203613,null,{"v":-1.2646052440342044,"d":"-1.26461"},{"v":2.7915219588168895E-3,"d":"0.00279"},{"v":8.4144587516782343E-4,"d":"0.00084"},{"v":-2.6616843700408843E-3,"d":"-0.00266"},"OK"]
[{"$nulls":13},0.25241586565971375,0.31283774971961975,8.498468399047852,null,{"v":-1.0063185441898561,"d":"-1.00632"},{"v":0.002085828905070733,"d":"0.00209"},{"v":1.1158656597137218E-3,"d":"0.00112"},{"v":-1.7622502803802396E-3,"d":"-0.00176"},"OK"]
[{"$nulls":13},0.24787911772727966,0.3124231696128845,8.42614459991455,null,{"v":-2.5748831391054563,"d":"-2.57488"},{"v":0.004054753513850343,"d":"0.00405"},{"v":-3.4208822727203603E-3,"d":"-0.00342"},{"v":-2.1768303871154693E-3,"d":"-0.00218"},"OK"]
[{"$nulls":13},0.24717412889003754,0.3103046119213104,8.325272560119629,null,{"v":-2.336067562110348,"d":"-2.33607"},{"v":0.00595593579234796,"d":"0.00596"},{"v":-0.004125871109962486,"d":"-0.00413"},{"v":-0.004295388078689567,"d":"-0.00430"},"OK"]
[{"$nulls":13},0.25673478841781616,0.3167974054813385,8.611891746520996,null,{"v":0.3842268290719201,"d":"0.38423"},{"v":0.005862210845393142,"d":"0.00586"},{"v":0.005434788417816139,"d":"0.00543"},{"v":0.00219740548133851,"d":"0.00220"},"OK"]
[{"$nulls":13},0.24744080007076263,0.3068387806415558,8.215255737304688,null,{"v":-2.0322346576698864,"d":"-2.03223"},{"v":0.008667753458867814,"d":"0.00867"},{"v":-3.8591999292373904E-3,"d":"-0.00386"},{"v":-0.007761219358444205,"d":"-0.00776"},"NG"]
[{"$nulls":13},0.25036102533340454,0.31414496898651123,8.44162654876709,null,{"v":-2.6903374162596245,"d":"-2.69034"},{"v":1.0434206475552924E-3,"d":"0.00104"},{"v":-9.3897466659548234E-4,"d":"-0.00094"},{"v":-4.5503101348876035E-4,"d":"-0.00046"},"OK"]
[{"$nulls":13},0.25079452991485596,0.3115003705024719,8.376051902770996,null,{"v":-1.7324477603093813,"d":"-1.73245"},{"v":3.1405736783144647E-3,"d":"0.00314"},{"v":-5.0547008514406611E-4,"d":"-0.00051"},{"v":-0.003099629497528067,"d":"-0.00310"},"OK"]
[{"$nulls":13},0.2497296929359436,0.3116484582424164,8.400628089904785,null,{"v":-2.059737949908982,"d":"-2.05974"},{"v":3.3432713055008313E-3,"d":"0.00334"},{"v":-1.570307064056419E-3,"d":"-0.00157"},{"v":-0.00295154175758361,"d":"-0.00295"},"OK"]
[{"$nulls":13},0.2519855201244354,0.3135828673839569,8.486186027526855,null,{"v":-0.9777523972063662,"d":"-0.97775"},{"v":1.2265792268029698E-3,"d":"0.00123"},{"v":6.8552012443540155E-4,"d":"0.00069"},{"v":-1.0171326160430816E-3,"d":"-0.00102"},"OK"]
[{"$nulls":13},0.2537752091884613,0.31115826964378357,8.381892204284668,null,{"v":-0.9473162930314376,"d":"-0.94732"},{"v":4.23935942938845E-3,"d":"0.00424"},{"v":0.00247520918846128,"d":"0.00248"},{"v":-3.4417303562164214E-3,"d":"-0.00344"},"OK"]
[{"$nulls":13},0.24868762493133545,0.3163882791996002,8.536240577697754,null,{"v":2.541317024734358,"d":"2.54132"},{"v":3.1658246943100108E-3,"d":"0.00317"},{"v":-2.6123750686645733E-3,"d":"-0.00261"},{"v":1.7882791996002296E-3,"d":"0.00179"},"OK"]
[{"$nulls":13},0.2458333820104599,0.3118634521961212,8.353291511535645,null,{"v":-2.677471180639459,"d":"-2.67747"},{"v":0.00611331384164738,"d":"0.00611"},{"v":-0.005466617989540123,"d":"-0.00547"},{"v":-2.7365478038787762E-3,"d":"-0.00274"},"OK"]
[{"$nulls":13},0.2500978410243988,0.3196973204612732,8.637269973754883,null,{"v":1.8024054625787496,"d":"1.80241"},{"v":0.005237161644205096,"d":"0.00524"},{"v":-1.2021589756012192E-3,"d":"-0.00120"},{"v":0.005097320461273203,"d":"0.00510"},"OK"]
[{"$nulls":13},0.24766075611114502,0.3124578893184662,8.371196746826172,null,{"$f":"(ATAN2($N323-$A$3, $O323-$A$6))-$C$15","v":{"v":-2.6095871217056406,"d":"-2.60959"}},{"$f":"SQRT(($N323-$A$3)^2+($O323-$A$6)^2)","v":{"v":0.004222882221245309,"d":"0.00422"}},{"v":-0.003639243888855004,"d":"-0.00364"},{"v":-2.1421106815338055E-3,"d":"-0.00214"},{"$f":"IF(($T323/$A$9)^2 +($U323/$A$12)^2<=1, \"OK\", \"NG\")","v":"OK"}]
[{"$nulls":13},0.2534765303134918,0.31914371252059937,8.639945030212402,null,{"v":1.1240729406360066,"d":"1.12407"},{"v":0.005038115488493711,"d":"0.00504"},{"$f":"$S324*COS($R324)","v":{"v":2.1765303134917975E-3,"d":"0.00218"}},{"$f":"$S324*SIN($R324)","v":{"v":4.5437125205993745E-3,"d":"0.00454"}},"OK"]
[{"$nulls":13},0.24901750683784485,0.30991482734680176,8.348357200622559,null,{"v":-2.024130391348357,"d":"-2.02413"},{"v":5.2115849629034835E-3,"d":"0.00521"},{"v":-0.002282493162155175,"d":"-0.00228"},{"v":-4.685172653198233E-3,"d":"-0.00469"},"OK"]
[{"$nulls":13},0.2474077045917511,0.3061944544315338,8.225593566894531,null,{"v":-2.004460017333935,"d":"-2.00446"},{"v":9.262999506025953E-3,"d":"0.00926"},{"v":-3.8922954082489217E-3,"d":"-0.00389"},{"v":-0.008405545568466177,"d":"-0.00841"},"NG"]
[{"$nulls":13},0.2531111240386963,0.31130123138427734,8.359734535217285,null,{"v":-1.0686978850498254,"d":"-1.06870"},{"v":3.7632492162518526E-3,"d":"0.00376"},{"v":1.8111240386962657E-3,"d":"0.00181"},{"v":-3.298768615722647E-3,"d":"-0.00330"},"OK"]
[{"$nulls":13},0.25172197818756104,0.3201203942298889,8.699725151062012,null,{"v":1.49450482312072,"d":"1.49450"},{"v":0.005536498717074557,"d":"0.00554"},{"v":4.2197818756101191E-4,"d":"0.00042"},{"v":0.005520394229888925,"d":"0.00552"},"OK"]
[{"$nulls":13},0.2490745633840561,0.3108042776584625,8.43165111541748,null,{"v":-2.101082292057548,"d":"-2.10108"},{"v":0.004400008661994957,"d":"0.00440"},{"v":-2.2254366159439316E-3,"d":"-0.00223"},{"v":-0.003795722341537467,"d":"-0.00380"},"OK"]
[{"$nulls":13},0.24870000779628754,0.31177932024002075,8.440335273742676,null,{"v":-2.3155047472723562,"d":"-2.31550"},{"v":0.003836169152647241,"d":"0.00384"},{"v":-2.5999922037124863E-3,"d":"-0.00260"},{"v":-2.8206797599792397E-3,"d":"-0.00282"},"OK"]
[{"$nulls":13},0.2530944347381592,0.31537070870399475,8.516127586364746,null,{"v":0.40567552718659544,"d":"0.40568"},{"v":1.9529434031547363E-3,"d":"0.00195"},{"v":1.7944347381591563E-3,"d":"0.00179"},{"v":7.7070870399476032E-4,"d":"0.00077"},"OK"]
[{"$nulls":13},0.24712322652339935,0.3080701231956482,8.24394416809082,null,{"v":-2.1398544190021656,"d":"-2.13985"},{"v":0.007751433916047178,"d":"0.00775"},{"v":-0.004176773476600669,"d":"-0.00418"},{"v":-0.006529876804351797,"d":"-0.00653"},"NG"]
[{"$nulls":13},0.25278395414352417,0.3101840019226074,8.327526092529297,null,{"v":-1.2466113162479704,"d":"-1.24661"},{"v":0.004658664928884385,"d":"0.00466"},{"v":1.4839541435241461E-3,"d":"0.00148"},{"v":-0.00441599807739257,"d":"-0.00442"},"OK"]
[{"$nulls":13},0.24601854383945465,0.30771946907043457,8.280577659606934,null,{"v":-2.225463008492287,"d":"-2.22546"},{"v":0.008673839118203026,"d":"0.00867"},{"v":-0.005281456160545372,"d":"-0.00528"},{"v":-0.006880530929565421,"d":"-0.00688"},"NG"]
[{"$nulls":13},0.2431560754776001,0.31076568365097046,8.348464965820312,null,{"v":-2.7015609652987753,"d":"-2.70156"},{"v":0.00900141591589801,"d":"0.00900"},{"v":-0.008143924522399926,"d":"-0.00814"},{"v":-0.003834316349029534,"d":"-0.00383"},"NG"]
[{"$nulls":13},0.2564062178134918,0.315972238779068,8.543787956237793,null,{"v":0.26253594361501,"d":"0.26254"},{"v":0.00528739062540295,"d":"0.00529"},{"v":0.005106217813491798,"d":"0.00511"},{"v":1.3722387790680022E-3,"d":"0.00137"},"OK"]
[{"$nulls":13},0.24971303343772888,0.31037548184394836,8.336374282836914,null,{"v":-1.9301421974628437,"d":"-1.93014"},{"v":0.004512761518247615,"d":"0.00451"},{"v":-0.001586966562271141,"d":"-0.00159"},{"v":-4.2245181560516265E-3,"d":"-0.00422"},"OK"]
[{"$nulls":13},0.2512229084968567,0.31307247281074524,8.462088584899902,null,{"v":-1.6212217149058235,"d":"-1.62122"},{"v":1.5294712856962762E-3,"d":"0.00153"},{"v":-7.7091503143333567E-5,"d":"-0.00008"},{"v":-1.5275271892547515E-3,"d":"-0.00153"},"OK"]
[{"$nulls":13},0.25624653697013855,0.31631460785865784,8.57522201538086,null,{"v":0.333667593142234,"d":"0.33367"},{"v":0.005235275361040571,"d":"0.00524"},{"v":4.9465369701385264E-3,"d":"0.00495"},{"v":1.7146078586578462E-3,"d":"0.00171"},"OK"]
[{"$nulls":13},0.24412012100219727,0.3175920844078064,8.581539154052734,null,{"v":2.746745976513838,"d":"2.74675"},{"v":0.007778382320671011,"d":"0.00778"},{"v":-0.007179878997802757,"d":"-0.00718"},{"v":2.992084407806407E-3,"d":"0.00299"},"NG"]
[{"$nulls":13},0.2538588047027588,0.31478986144065857,8.497925758361816,null,{"v":0.07406354909800826,"d":"0.07406"},{"v":2.565838824538542E-3,"d":"0.00257"},{"v":2.5588047027587657E-3,"d":"0.00256"},{"v":1.8986144065857857E-4,"d":"0.00019"},"OK"]
[{"$nulls":13},0.24685774743556976,0.31038039922714233,8.322793960571289,null,{"v":-2.38189369843404,"d":"-2.38189"},{"v":0.006126878367365241,"d":"0.00613"},{"v":-0.00444225256443026,"d":"-0.00444"},{"v":-0.004219600772857657,"d":"-0.00422"},"OK"]
[{"$nulls":13},0.25329846143722534,0.319327712059021,8.640941619873047,null,{"v":1.1708650843181805,"d":"1.17087"},{"v":0.005132748720626144,"d":"0.00513"},{"v":1.9984614372253184E-3,"d":"0.00200"},{"v":0.004727712059021005,"d":"0.00473"},"OK"]
[{"$nulls":13},0.2526433765888214,0.31468266248703003,8.477964401245117,null,{"v":0.061455882321071686,"d":"0.06146"},{"v":0.001345917436604259,"d":"0.00135"},{"v":1.3433765888213878E-3,"d":"0.00134"},{"v":8.2662487030038534E-5,"d":"0.00008"},"OK"]
[{"$nulls":13},0.2524122893810272,0.31543949246406555,8.537312507629395,null,{"v":0.6465296326639253,"d":"0.64653"},{"v":0.001393533373970188,"d":"0.00139"},{"v":1.1122893810271985E-3,"d":"0.00111"},{"v":8.394924640655611E-4,"d":"0.00084"},"OK"]
[{"$nulls":13},0.25701966881752014,0.31902700662612915,8.662773132324219,null,{"v":0.6586831468901223,"d":"0.65868"},{"v":0.007232772570038648,"d":"0.00723"},{"v":0.005719668817520119,"d":"0.00572"},{"v":0.00442700662612916,"d":"0.00443"},"NG"]
[{"$nulls":13},0.2560683786869049,0.3198200464248657,8.710009574890137,null,{"v":0.8305864947001372,"d":"0.83059"},{"v":0.007070100422163906,"d":"0.00707"},{"v":0.004768378686904884,"d":"0.00477"},{"v":0.005220046424865732,"d":"0.00522"},"NG"]
[{"$nulls":13},0.24765753746032715,0.3155147433280945,8.484258651733398,null,{"v":2.8955477198848887,"d":"2.89555"},{"v":3.7555676946652893E-3,"d":"0.00376"},{"v":-3.6424625396728745E-3,"d":"-0.00364"},{"v":9.1474332809449123E-4,"d":"0.00091"},"OK"]
[{"$nulls":13},0.25438687205314636,0.31109189987182617,8.426082611083984,null,{"v":-0.8491826129999448,"d":"-0.84918"},{"v":0.004672851975163461,"d":"0.00467"},{"v":0.003086872053146339,"d":"0.00309"},{"v":-3.5081001281738185E-3,"d":"-0.00351"},"OK"]
[{"$nulls":13},0.2575431168079376,0.31268182396888733,8.47273063659668,null,{"v":-0.29809166475272036,"d":"-0.29809"},{"v":0.006531148962004165,"d":"0.00653"},{"v":0.0062431168079376,"d":"0.00624"},{"v":-1.9181760311126619E-3,"d":"-0.00192"},"OK"]
[{"$nulls":13},0.25464820861816406,0.3165648877620697,8.560564041137695,null,{"v":0.5306923861274889,"d":"0.53069"},{"v":0.003882175275316567,"d":"0.00388"},{"v":0.003348208618164039,"d":"0.00335"},{"v":1.9648877620697114E-3,"d":"0.00196"},"OK"]
[{"$nulls":13},0.2480238974094391,0.3086729347705841,8.276139259338379,null,{"v":-2.075737720536656,"d":"-2.07574"},{"v":0.006772219017252088,"d":"0.00677"},{"v":-3.2761025905609356E-3,"d":"-0.00328"},{"v":-5.9270652294158835E-3,"d":"-0.00593"},"OK"]
[{"$nulls":13},0.24998021125793457,0.31701794266700745,8.55378246307373,null,{"v":2.0704333524164995,"d":"2.07043"},{"v":2.7546849301903543E-3,"d":"0.00275"},{"v":-1.3197887420654528E-3,"d":"-0.00132"},{"v":2.4179426670074555E-3,"d":"0.00242"},"OK"]
[{"$nulls":13},0.2526508867740631,0.3176988959312439,8.627277374267578,null,{"v":1.159708463382941,"d":"1.15971"},{"v":0.003380540055822236,"d":"0.00338"},{"v":1.350886774063087E-3,"d":"0.00135"},{"v":3.0988959312439057E-3,"d":"0.00310"},"OK"]
[{"$nulls":13},0.25313568115234375,0.313548743724823,8.472319602966309,null,{"v":-0.5200883310152217,"d":"-0.52009"},{"v":2.11538768294821E-3,"d":"0.00212"},{"v":1.8356811523437264E-3,"d":"0.00184"},{"v":-1.0512562751769927E-3,"d":"-0.00105"},"OK"]
[{"$nulls":13},0.24964158236980438,0.3080326020717621,8.267338752746582,null,{"v":-1.818147964928194,"d":"-1.81815"},{"v":0.006773556273034665,"d":"0.00677"},{"v":-1.65841763019564E-3,"d":"-0.00166"},{"v":-0.006567397928237906,"d":"-0.00657"},"OK"]
[{"$nulls":13},0.25232142210006714,0.3092100918292999,8.311905860900879,null,{"v":-1.3835108241334177,"d":"-1.38351"},{"v":5.4858375108168145E-3,"d":"0.00549"},{"v":1.0214221000671153E-3,"d":"0.00102"},{"v":-5.389908170700064E-3,"d":"-0.00539"},"OK"]
[{"$nulls":13},0.24835790693759918,0.3181147575378418,8.630542755126953,null,{"v":2.2677349587244926,"d":"2.26773"},{"v":0.004583604710011865,"d":"0.00458"},{"v":-0.002942093062400841,"d":"-0.00294"},{"v":0.003514757537841806,"d":"0.00351"},"OK"]
[{"$nulls":13},0.2535744309425354,0.3146432638168335,8.506475448608398,null,{"v":0.01901952664868033,"d":"0.01902"},{"v":2.2748423835970187E-3,"d":"0.00227"},{"v":2.2744309425353766E-3,"d":"0.00227"},{"v":4.3263816833505331E-5,"d":"0.00004"},"OK"]
[{"$nulls":13},0.2546468675136566,0.3139006197452545,8.475292205810547,null,{"v":-0.20600130062206376,"d":"-0.20600"},{"v":3.4191599691587565E-3,"d":"0.00342"},{"v":0.003346867513656593,"d":"0.00335"},{"v":-0.000699380254745474,"d":"-0.00070"},"OK"]
[{"$nulls":13},0.2510692775249481,0.3118290901184082,8.380744934082031,null,{"v":-1.6538706509424064,"d":"-1.65387"},{"v":2.7804989538565E-3,"d":"0.00278"},{"v":-2.3072247505190275E-4,"d":"-0.00023"},{"v":-2.7709098815917876E-3,"d":"-0.00277"},"OK"]
[{"$nulls":13},0.2496870756149292,0.317741334438324,8.567619323730469,null,{"v":2.045147514549723,"d":"2.04515"},{"v":3.5312189291173035E-3,"d":"0.00353"},{"v":-1.6129243850708248E-3,"d":"-0.00161"},{"v":0.003141334438323984,"d":"0.00314"},"OK"]
[{"$nulls":13},0.2533523440361023,0.3154677748680115,8.539350509643555,null,{"v":0.4000238617036877,"d":"0.40002"},{"v":2.2282614891607558E-3,"d":"0.00223"},{"v":0.002052344036102271,"d":"0.00205"},{"v":8.6777486801148374E-4,"d":"0.00087"},"OK"]
[{"$nulls":13},0.25581198930740356,0.3106742799282074,8.417760848999023,null,{"v":-0.7160276176331045,"d":"-0.71603"},{"v":0.005980746240411738,"d":"0.00598"},{"v":0.004511989307403541,"d":"0.00451"},{"v":-0.003925720071792594,"d":"-0.00393"},"OK"]
[{"$nulls":13},0.25594115257263184,0.3187282383441925,8.647749900817871,null,{"v":0.7269755727059182,"d":"0.72698"},{"v":0.006211493301043498,"d":"0.00621"},{"v":0.004641152572631813,"d":"0.00464"},{"v":0.004128238344192514,"d":"0.00413"},"OK"]
[{"$nulls":13},0.2503490746021271,0.3175615072250366,8.603974342346191,null,{"v":1.8814923148385316,"d":"1.88149"},{"v":3.110431506441508E-3,"d":"0.00311"},{"v":-9.5092539787294751E-4,"d":"-0.00095"},{"v":2.9615072250366308E-3,"d":"0.00296"},"OK"]
[{"$nulls":13},0.25200289487838745,0.3108046054840088,8.350311279296875,null,{"v":-1.3876742902184467,"d":"-1.38767"},{"v":0.003859932738025284,"d":"0.00386"},{"v":7.0289487838742814E-4,"d":"0.00070"},{"v":-3.7953945159912017E-3,"d":"-0.00380"},"OK"]
[{"$nulls":13},0.2479906976222992,0.3147810995578766,8.508795738220215,null,{"v":3.0869227932387844,"d":"3.08692"},{"v":0.003314253954801813,"d":"0.00331"},{"v":-3.309302377700829E-3,"d":"-0.00331"},{"v":1.8109955787659715E-4,"d":"0.00018"},"OK"]
[{"$nulls":13},0.25218895077705383,0.31689226627349854,8.548828125,null,{"v":1.2008474698361955,"d":"1.20085"},{"v":0.002458600852648407,"d":"0.00246"},{"v":8.8895077705380965E-4,"d":"0.00089"},{"v":2.2922662734985444E-3,"d":"0.00229"},"OK"]
[{"$nulls":13},0.25052380561828613,0.3125017583370209,8.381035804748535,null,{"v":-1.925111254132694,"d":"-1.92511"},{"v":0.002237207141608836,"d":"0.00224"},{"v":-7.7619438171389033E-4,"d":"-0.00078"},{"v":-2.0982416629791167E-3,"d":"-0.00210"},"OK"]
[{"$nulls":13},0.25089138746261597,0.31279051303863525,8.452510833740234,null,{"v":-1.792888065616947,"d":"-1.79289"},{"v":1.8550491284751534E-3,"d":"0.00186"},{"v":-4.0861253738405635E-4,"d":"-0.00041"},{"v":-0.001809486961364737,"d":"-0.00181"},"OK"]
[{"$nulls":13},0.2543051242828369,0.31636565923690796,8.55131721496582,null,{"v":0.5312144089881385,"d":"0.53121"},{"v":3.485444662618296E-3,"d":"0.00349"},{"v":0.003005124282836891,"d":"0.00301"},{"v":1.7656592369079684E-3,"d":"0.00177"},"OK"]
[{"$nulls":13},0.24609419703483582,0.31452181935310364,8.430704116821289,null,{"v":-3.126575802087615,"d":"-3.12658"},{"v":5.2063899897780985E-3,"d":"0.00521"},{"v":-0.005205802965164208,"d":"-0.00521"},{"v":-7.8180646896352783E-5,"d":"-0.00008"},"OK"]
[{"$nulls":13},0.25011152029037476,0.3134230077266693,8.437129974365234,null,{"v":-2.3610507497775335,"d":"-2.36105"},{"v":1.6726610032134666E-3,"d":"0.00167"},{"v":-1.1884797096252675E-3,"d":"-0.00119"},{"v":-1.1769922733306792E-3,"d":"-0.00118"},"OK"]
[{"$nulls":13},0.24959330260753632,0.31815099716186523,8.6117525100708,null,{"v":2.0188240014923458,"d":"2.01882"},{"v":0.003939847310876074,"d":"0.00394"},{"v":-1.7066973924637072E-3,"d":"-0.00171"},{"v":0.003550997161865243,"d":"0.00355"},"OK"]
[{"$nulls":13},0.2523386776447296,0.3134229779243469,8.484869956970215,null,{"v":-0.8477554714575299,"d":"-0.84776"},{"v":1.5697873156054179E-3,"d":"0.00157"},{"v":0.001038677644729591,"d":"0.00104"},{"v":-1.1770220756530667E-3,"d":"-0.00118"},"OK"]
[{"$nulls":13},0.2483208328485489,0.31456348299980164,8.446433067321777,null,{"v":-3.1293358147912644,"d":"-3.12934"},{"v":2.9793909457452796E-3,"d":"0.00298"},{"v":-0.002979167151451134,"d":"-0.00298"},{"v":-3.6517000198354987E-5,"d":"-0.00004"},"OK"]
[{"$nulls":13},0.2518163323402405,0.3190385699272156,8.619285583496094,null,{"v":1.4549883033150552,"d":"1.45499"},{"v":0.004468501100409482,"d":"0.00447"},{"v":0.000516332340240455,"d":"0.00052"},{"v":4.4385699272155845E-3,"d":"0.00444"},"OK"]
[{"$nulls":13},0.25173208117485046,0.32132330536842346,8.731182098388672,null,{"v":1.5066184010993475,"d":"1.50662"},{"v":0.006737175166101295,"d":"0.00674"},{"v":4.3208117485044035E-4,"d":"0.00043"},{"v":0.006723305368423471,"d":"0.00672"},"OK"]
[{"$nulls":13},0.2488647699356079,0.3101375699043274,8.395734786987305,null,{"v":-2.070346353311021,"d":"-2.07035"},{"v":0.005083662835523592,"d":"0.00508"},{"v":-2.4352300643921115E-3,"d":"-0.00244"},{"v":-0.004462430095672599,"d":"-0.00446"},"OK"]
[{"$nulls":13},0.2533152103424072,0.3141634464263916,8.525879859924316,null,{"v":-0.21333293543930243,"d":"-0.21333"},{"v":2.0619533813292707E-3,"d":"0.00206"},{"v":0.002015210342407203,"d":"0.00202"},{"v":-4.365535736083892E-4,"d":"-0.00044"},"OK"]
[{"$nulls":13},0.2517049014568329,0.314423531293869,8.499714851379395,null,{"v":-0.41100892394743405,"d":"-0.41101"},{"v":0.000441685854413421,"d":"0.00044"},{"v":4.0490145683286238E-4,"d":"0.00040"},{"v":-1.7646870613097221E-4,"d":"-0.00018"},"OK"]
[{"$nulls":13},0.24920164048671722,0.3130585849285126,8.387301445007324,null,{"v":-2.5080329443282263,"d":"-2.50803"},{"v":2.6036653144352073E-3,"d":"0.00260"},{"v":-2.0983595132827992E-3,"d":"-0.00210"},{"v":-1.5414150714874175E-3,"d":"-0.00154"},"OK"]
[{"$nulls":13},0.2537057101726532,0.31634292006492615,8.577432632446289,null,{"v":0.6269757579821125,"d":"0.62698"},{"v":0.002970725801471615,"d":"0.00297"},{"v":0.002405710172653175,"d":"0.00241"},{"v":1.7429200649261567E-3,"d":"0.00174"},"OK"]
[{"$nulls":13},0.2511056959629059,0.315038800239563,8.504064559936523,null,{"v":1.9876528933118998,"d":"1.98765"},{"v":4.7989551891179893E-4,"d":"0.00048"},{"v":-1.9430403709413949E-4,"d":"-0.00019"},{"v":4.3880023956299752E-4,"d":"0.00044"},"OK"]
[{"$nulls":13},0.2521812617778778,0.3161952793598175,8.521347999572754,null,{"v":1.0660982240357213,"d":"1.06610"},{"v":1.8225088633551528E-3,"d":"0.00182"},{"v":8.8126177787778437E-4,"d":"0.00088"},{"v":1.5952793598175141E-3,"d":"0.00160"},"OK"]
[{"$nulls":13},0.24930375814437866,0.3086901903152466,8.321281433105469,null,{"$f":"(ATAN2($N387-$A$3, $O387-$A$6))-$C$15","v":{"v":-1.8965475289489573,"d":"-1.89655"}},{"$f":"SQRT(($N387-$A$3)^2+($O387-$A$6)^2)","v":{"v":0.006237854763950488,"d":"0.00624"}},{"v":-0.001996241855621361,"d":"-0.00200"},{"v":-0.005909809684753409,"d":"-0.00591"},{"$f":"IF(($T387/$A$9)^2 +($U387/$A$12)^2<=1, \"OK\", \"NG\")","v":"OK"}]
[{"$nulls":13},0.25375044345855713,0.32122355699539185,8.760330200195312,null,{"v":1.2164526124169828,"d":"1.21645"},{"v":0.007062307017879475,"d":"0.00706"},{"$f":"$S388*COS($R388)","v":{"v":2.4504434585571055E-3,"d":"0.00245"}},{"$f":"$S388*SIN($R388)","v":{"v":0.006623556995391855,"d":"0.00662"}},"NG"]
[{"$nulls":13},0.24768409132957458,0.3097904324531555,8.332122802734375,null,{"v":-2.215458508176255,"d":"-2.21546"},{"v":0.006017203295594842,"d":"0.00602"},{"v":-3.6159086704254367E-3,"d":"-0.00362"},{"v":-0.004809567546844475,"d":"-0.00481"},"OK"]
[{"$nulls":13},0.2535674273967743,0.31215375661849976,8.43111515045166,null,{"v":-0.8233155930318045,"d":"-0.82332"},{"v":0.003335466036579632,"d":"0.00334"},{"v":0.002267427396774268,"d":"0.00227"},{"v":-0.002446243381500235,"d":"-0.00245"},"OK"]
[{"$nulls":13},0.24933697283267975,0.312879741191864,8.42528247833252,null,{"v":-2.4220101033993093,"d":"-2.42201"},{"v":2.6101275881854655E-3,"d":"0.00261"},{"v":-0.001963027167320275,"d":"-0.00196"},{"v":-0.001720258808135977,"d":"-0.00172"},"OK"]
[{"$nulls":13},0.25303876399993896,0.31222206354141235,8.452198028564453,null,{"v":-0.9394315664875257,"d":"-0.93943"},{"v":2.945824510822731E-3,"d":"0.00295"},{"v":1.7387639999389415E-3,"d":"0.00174"},{"v":-2.3779364585876377E-3,"d":"-0.00238"},"OK"]
[{"$nulls":13},0.24820242822170258,0.31232669949531555,8.420942306518555,null,{"v":-2.50847697864046,"d":"-2.50848"},{"v":3.8422449305455966E-3,"d":"0.00384"},{"v":-3.0975717782974477E-3,"d":"-0.00310"},{"v":-2.273300504684439E-3,"d":"-0.00227"},"OK"]
[{"$nulls":13},0.2518879473209381,0.3134453594684601,8.457045555114746,null,{"v":-1.0998128345797977,"d":"-1.09981"},{"v":0.001295714787008713,"d":"0.00130"},{"v":5.879473209380871E-4,"d":"0.00059"},{"v":-1.1546405315399078E-3,"d":"-0.00115"},"OK"]
[{"$nulls":13},0.2450651079416275,0.31181085109710693,8.391377449035645,null,{"v":-2.7209486709008406,"d":"-2.72095"},{"v":0.006830317019148253,"d":"0.00683"},{"v":-0.006234892058372522,"d":"-0.00623"},{"v":-2.7891489028930567E-3,"d":"-0.00279"},"OK"]
[{"$nulls":13},0.25047680735588074,0.31678056716918945,8.543976783752441,null,{"v":1.9317684292625041,"d":"1.93177"},{"v":0.002330776546277881,"d":"0.00233"},{"v":-8.2319264411928562E-4,"d":"-0.00082"},{"v":0.002180567169189463,"d":"0.00218"},"OK"]
[{"$nulls":13},0.2538124918937683,0.3158532679080963,8.51721477508545,null,{"v":0.46269892518283184,"d":"0.46270"},{"v":2.8077207777333353E-3,"d":"0.00281"},{"v":2.5124918937682868E-3,"d":"0.00251"},{"v":1.2532679080963225E-3,"d":"0.00125"},"OK"]
[{"$nulls":13},0.24928343296051025,0.316713809967041,8.575254440307617,null,{"v":2.3326554848040093,"d":"2.33266"},{"v":0.002921426911890577,"d":"0.00292"},{"v":-2.0165670394897695E-3,"d":"-0.00202"},{"v":0.002113809967041025,"d":"0.00211"},"OK"]
[{"$nulls":13},0.25404638051986694,0.3148704171180725,8.514254570007324,null,{"v":0.09814673108768385,"d":"0.09815"},{"v":0.002759661460696065,"d":"0.00276"},{"v":2.74638051986692E-3,"d":"0.00275"},{"v":2.70417118072519E-4,"d":"0.00027"},"OK"]
[{"$nulls":13},0.2515840530395508,0.31796756386756897,8.576203346252441,null,{"v":1.4866458118171433,"d":"1.48665"},{"v":3.3795225300971387E-3,"d":"0.00338"},{"v":2.8405303955075773E-4,"d":"0.00028"},{"v":3.3675638675689794E-3,"d":"0.00337"},"OK"]
[{"$nulls":13},0.2485966980457306,0.3157290518283844,8.482215881347656,null,{"v":2.7459583604451026,"d":"2.74596"},{"v":2.9296073947092482E-3,"d":"0.00293"},{"v":-0.002703301954269432,"d":"-0.00270"},{"v":1.1290518283844093E-3,"d":"0.00113"},"OK"]
[{"$nulls":13},0.2525160610675812,0.31319352984428406,8.443909645080566,null,{"v":-0.8578760658042992,"d":"-0.85788"},{"v":1.8592909452278348E-3,"d":"0.00186"},{"v":1.2160610675811534E-3,"d":"0.00122"},{"v":-0.001406470155715933,"d":"-0.00141"},"OK"]
[{"$nulls":13},0.25065329670906067,0.32033947110176086,8.701045036315918,null,{"v":1.6829995412400893,"d":"1.68300"},{"v":0.005775790307348421,"d":"0.00578"},{"v":-6.4670329093935431E-4,"d":"-0.00065"},{"v":0.005739471101760874,"d":"0.00574"},"OK"]
[{"$nulls":13},0.24744491279125214,0.3187718689441681,8.58990478515625,null,{"v":2.316750219660981,"d":"2.31675"},{"v":5.680333429858307E-3,"d":"0.00568"},{"v":-3.855087208747888E-3,"d":"-0.00386"},{"v":0.0041718689441681,"d":"0.00417"},"OK"]
[{"$nulls":13},0.2504199147224426,0.31852102279663086,8.593819618225098,null,{"v":1.7915900530395301,"d":"1.79159"},{"v":0.004018578090254342,"d":"0.00402"},{"v":-8.8008527755739586E-4,"d":"-0.00088"},{"v":0.003921022796630869,"d":"0.00392"},"OK"]
[{"$nulls":13},0.2492089420557022,0.31883642077445984,8.609330177307129,null,{"v":2.0293033712195827,"d":"2.02930"},{"v":4.7243818965750405E-3,"d":"0.00472"},{"v":-2.0910579442978135E-3,"d":"-0.00209"},{"v":0.004236420774459848,"d":"0.00424"},"OK"]
[{"$nulls":13},0.25092461705207825,0.31756293773651123,8.590619087219238,null,{"v":1.696817752739395,"d":"1.69682"},{"v":0.00298662223724943,"d":"0.00299"},{"v":-3.7538294792177613E-4,"d":"-0.00038"},{"v":2.9629377365112397E-3,"d":"0.00296"},"OK"]
[{"$nulls":13},0.2525966763496399,0.31537818908691406,8.479875564575195,null,{"v":0.5405234230361301,"d":"0.54052"},{"v":1.5122657870584567E-3,"d":"0.00151"},{"v":1.2966763496398692E-3,"d":"0.00130"},{"v":7.7818908691407185E-4,"d":"0.00078"},"OK"]
[{"$nulls":13},0.246273010969162,0.317714661359787,8.55616283416748,null,{"v":2.58689468648781,"d":"2.58689"},{"v":0.005913690396217587,"d":"0.00591"},{"v":-0.005026989030838035,"d":"-0.00503"},{"v":0.003114661359786998,"d":"0.00311"},"OK"]
[{"$nulls":13},0.25546422600746155,0.317669540643692,8.622827529907227,null,{"v":0.6352078102197484,"d":"0.63521"},{"v":5.1732830972696835E-3,"d":"0.00517"},{"v":4.1642260074615245E-3,"d":"0.00416"},{"v":3.0695406436920263E-3,"d":"0.00307"},"OK"]
[{"$nulls":13},0.25072330236434937,0.31449806690216064,8.479493141174316,null,{"v":-2.966646483301184,"d":"-2.96665"},{"v":5.8563684942136707E-4,"d":"0.00059"},{"v":-5.7669763565065812E-4,"d":"-0.00058"},{"v":-1.0193309783934627E-4,"d":"-0.00010"},"OK"]
[{"$nulls":13},0.25315794348716736,0.31409722566604614,8.505752563476562,null,{"v":-0.26427841745603786,"d":"-0.26428"},{"v":1.9247690854723985E-3,"d":"0.00192"},{"v":1.857943487167335E-3,"d":"0.00186"},{"v":-5.0277433395384829E-4,"d":"-0.00050"},"OK"]
[{"$nulls":13},0.2497595250606537,0.3230896592140198,8.773693084716797,null,{"v":1.750296399791795,"d":"1.75030"},{"v":0.008628289321119519,"d":"0.00863"},{"v":-1.5404749393463364E-3,"d":"-0.00154"},{"v":0.008489659214019785,"d":"0.00849"},"NG"]
[{"$nulls":13},0.25005704164505005,0.3235241770744324,8.775394439697266,null,{"v":1.7091859262987255,"d":"1.70919"},{"v":0.009010320855994222,"d":"0.00901"},{"v":-1.2429583549499726E-3,"d":"-0.00124"},{"v":0.008924177074432382,"d":"0.00892"},"NG"]
[{"$nulls":13},0.2480282038450241,0.3154561519622803,8.515067100524902,null,{"v":2.885654950952821,"d":"2.88565"},{"v":0.00338195893857858,"d":"0.00338"},{"v":-3.271796154975914E-3,"d":"-0.00327"},{"v":8.5615196228028365E-4,"d":"0.00086"},"OK"]
[{"$nulls":13},0.2572549879550934,0.31267449259757996,8.459187507629395,null,{"v":-0.31273303742887903,"d":"-0.31273"},{"v":6.2585509746331345E-3,"d":"0.00626"},{"v":0.005954987955093361,"d":"0.00595"},{"v":-0.001925507402420035,"d":"-0.00193"},"OK"]
[{"$nulls":13},0.25154510140419006,0.3172016739845276,8.549555778503418,null,{"v":1.4768644498947159,"d":"1.47686"},{"v":2.6131938734245555E-3,"d":"0.00261"},{"v":2.4510140419003979E-4,"d":"0.00025"},{"v":2.6016739845275967E-3,"d":"0.00260"},"OK"]
[{"$nulls":13},0.2517741620540619,0.3122151494026184,8.451579093933105,null,{"v":-1.3745331956485323,"d":"-1.37453"},{"v":0.002431530798765144,"d":"0.00243"},{"v":4.7416205406186624E-4,"d":"0.00047"},{"v":-2.3848505973815826E-3,"d":"-0.00238"},"OK"]
[{"$nulls":13},0.249278724193573,0.3172106146812439,8.565553665161133,null,{"v":2.229639427663975,"d":"2.22964"},{"v":3.3016457865091223E-3,"d":"0.00330"},{"v":-2.0212758064270244E-3,"d":"-0.00202"},{"v":0.002610614681243906,"d":"0.00261"},"OK"]
[{"$nulls":13},0.2518796920776367,0.31590330600738525,8.494768142700195,null,{"v":1.1522869374084321,"d":"1.15229"},{"v":1.4264113900839632E-3,"d":"0.00143"},{"v":5.7969207763669539E-4,"d":"0.00058"},{"v":1.3033060073852631E-3,"d":"0.00130"},"OK"]
[{"$nulls":13},0.2504361867904663,0.3148786127567291,8.51768684387207,null,{"v":2.8295889782380095,"d":"2.82959"},{"v":0.000907633367157216,"d":"0.00091"},{"v":-8.6381320953371466E-4,"d":"-0.00086"},{"v":2.7861275672913543E-4,"d":"0.00028"},"OK"]
[{"$nulls":13},0.2533845901489258,0.3197874426841736,8.689598083496094,null,{"v":1.188693433809747,"d":"1.18869"},{"v":0.005590624087754823,"d":"0.00559"},{"v":2.0845901489257575E-3,"d":"0.00208"},{"v":0.005187442684173593,"d":"0.00519"},"OK"]
[{"$nulls":13},0.2472645342350006,0.3049333989620209,8.181957244873047,null,{"v":-1.966267328469639,"d":"-1.96627"},{"v":0.01047512098106467,"d":"0.01048"},{"v":-0.004035465764999411,"d":"-0.00404"},{"v":-0.009666601037979118,"d":"-0.00967"},"NG"]
[{"$nulls":13},0.2505417764186859,0.31074073910713196,8.354596138000488,null,{"v":-1.764794014408988,"d":"-1.76479"},{"v":0.003933039236834711,"d":"0.00393"},{"v":-7.5822358131410973E-4,"d":"-0.00076"},{"v":-3.8592608928680336E-3,"d":"-0.00386"},"OK"]
[{"$nulls":13},0.25106367468833923,0.3128002882003784,8.437040328979492,null,{"v":-1.701362159292094,"d":"-1.70136"},{"v":1.8151617599070035E-3,"d":"0.00182"},{"v":-2.3632531166078969E-4,"d":"-0.00024"},{"v":-1.799711799621573E-3,"d":"-0.00180"},"OK"]
[{"$nulls":13},0.25247421860694885,0.3180203139781952,8.613980293273926,null,{"v":1.2400962600630072,"d":"1.24010"},{"v":0.003616260091080607,"d":"0.00362"},{"v":1.1742186069488292E-3,"d":"0.00117"},{"v":3.4203139781951997E-3,"d":"0.00342"},"OK"]
[{"$nulls":13},0.2507455050945282,0.31327858567237854,8.429553985595703,null,{"v":-1.9681032017954716,"d":"-1.96810"},{"v":1.4330388778527464E-3,"d":"0.00143"},{"v":-5.5449490547182479E-4,"d":"-0.00055"},{"v":-1.3214143276214507E-3,"d":"-0.00132"},"OK"]
[{"$nulls":13},0.25161847472190857,0.3193364143371582,8.69199275970459,null,{"v":1.5036577620661484,"d":"1.50366"},{"v":4.747109322707093E-3,"d":"0.00475"},{"v":3.1847472190854571E-4,"d":"0.00032"},{"v":0.004736414337158212,"d":"0.00474"},"OK"]
[{"$nulls":13},0.25433287024497986,0.3198660612106323,8.714837074279785,null,{"v":1.0482651746788714,"d":"1.04827"},{"v":0.006076981372113175,"d":"0.00608"},{"v":3.032870244979835E-3,"d":"0.00303"},{"v":0.005266061210632334,"d":"0.00527"},"OK"]
[{"$nulls":13},0.25167471170425415,0.30926281213760376,8.374846458435059,null,{"v":-1.5007036371981384,"d":"-1.50070"},{"v":0.005350325517182546,"d":"0.00535"},{"v":3.7471170425412681E-4,"d":"0.00037"},{"v":-5.337187862396231E-3,"d":"-0.00534"},"OK"]
[{"$nulls":13},0.25296473503112793,0.3241981565952301,8.825582504272461,null,{"v":1.3990615945646494,"d":"1.39906"},{"v":0.0097414553712689,"d":"0.00974"},{"v":1.6647350311279055E-3,"d":"0.00166"},{"v":0.009598156595230112,"d":"0.00960"},"NG"]
[{"$nulls":13},0.2508978247642517,0.31324559450149536,8.401108741760254,null,{"v":-1.8594421113415478,"d":"-1.85944"},{"v":1.412854972963887E-3,"d":"0.00141"},{"v":-4.0217523574831432E-4,"d":"-0.00040"},{"v":-1.3544054985046294E-3,"d":"-0.00135"},"OK"]
[{"$nulls":13},0.25267651677131653,0.31743693351745605,8.628999710083008,null,{"v":1.1190482139163376,"d":"1.11905"},{"v":0.003153250736015335,"d":"0.00315"},{"v":1.3765167713165047E-3,"d":"0.00138"},{"v":0.002836933517456064,"d":"0.00284"},"OK"]
[{"$nulls":13},0.25399816036224365,0.3196384310722351,8.687000274658203,null,{"v":1.0791412470629327,"d":"1.07914"},{"v":0.00571540523585572,"d":"0.00572"},{"v":0.00269816036224363,"d":"0.00270"},{"v":0.005038431072235117,"d":"0.00504"},"OK"]
[{"$nulls":13},0.2488171011209488,0.3113305866718292,8.35804557800293,null,{"v":-2.220306981708661,"d":"-2.22031"},{"v":0.004105344121266148,"d":"0.00411"},{"v":-0.002482898879051232,"d":"-0.00248"},{"v":-3.2694133281707676E-3,"d":"-0.00327"},"OK"]
[{"$nulls":13},0.25336942076683044,0.3168709874153137,8.590315818786621,null,{"v":0.83180438269641,"d":"0.83180"},{"v":3.0724397716964842E-3,"d":"0.00307"},{"v":2.069420766830421E-3,"d":"0.00207"},{"v":0.00227098741531373,"d":"0.00227"},"OK"]
[{"$nulls":13},0.2491346299648285,0.31036683917045593,8.367236137390137,null,{"v":-2.043621826179512,"d":"-2.04362"},{"v":4.7548373261348175E-3,"d":"0.00475"},{"v":-2.1653700351715317E-3,"d":"-0.00217"},{"v":-0.004233160829544058,"d":"-0.00423"},"OK"]
[{"$nulls":13},0.24565225839614868,0.3100617825984955,8.365250587463379,null,{"v":-2.4646935515924233,"d":"-2.46469"},{"v":7.245164070412184E-3,"d":"0.00725"},{"v":-0.005647741603851341,"d":"-0.00565"},{"v":-0.004538217401504509,"d":"-0.00454"},"NG"]
[{"$nulls":13},0.250123530626297,0.3116668462753296,8.384262084960938,null,{"v":-1.9522451617611998,"d":"-1.95225"},{"v":0.003160296024078921,"d":"0.00316"},{"v":-0.001176469373703026,"d":"-0.00118"},{"v":-0.002933153724670401,"d":"-0.00293"},"OK"]
[{"$nulls":13},0.25336259603500366,0.3174033463001251,8.564507484436035,null,{"v":0.9364699028285874,"d":"0.93647"},{"v":3.480381140340522E-3,"d":"0.00348"},{"v":2.0625960350036388E-3,"d":"0.00206"},{"v":2.8033463001251313E-3,"d":"0.00280"},"OK"]
[{"$nulls":13},0.25589844584465027,0.3162757158279419,8.585378646850586,null,{"v":0.349453384641685,"d":"0.34945"},{"v":0.004894254562463637,"d":"0.00489"},{"v":0.004598445844650245,"d":"0.00460"},{"v":1.6757158279419038E-3,"d":"0.00168"},"OK"]
[{"$nulls":13},0.2509121596813202,0.318722665309906,8.601247787475586,null,{"v":1.6645954060209944,"d":"1.66460"},{"v":4.1408681904035695E-3,"d":"0.00414"},{"v":-3.8784031867983239E-4,"d":"-0.00039"},{"v":0.004122665309906015,"d":"0.00412"},"OK"]
[{"$nulls":13},0.25024911761283875,0.31611961126327515,8.589649200439453,null,{"v":2.175826479985787,"d":"2.17583"},{"v":1.8475855008952904E-3,"d":"0.00185"},{"v":-1.0508823871612778E-3,"d":"-0.00105"},{"v":0.001519611263275156,"d":"0.00152"},"OK"]
[{"$nulls":13},0.25498464703559875,0.31274357438087463,8.474698066711426,null,{"v":-0.466704727115536,"d":"-0.46670"},{"v":0.004125886553977397,"d":"0.00413"},{"v":3.6846470355987315E-3,"d":"0.00368"},{"v":-1.856425619125357E-3,"d":"-0.00186"},"OK"]
[{"$nulls":13},0.24792836606502533,0.31207147240638733,8.374234199523926,null,{"v":-2.498129102979009,"d":"-2.49813"},{"v":0.004214423707119821,"d":"0.00421"},{"v":-0.003371633934974694,"d":"-0.00337"},{"v":-2.5285275936126612E-3,"d":"-0.00253"},"OK"]
[{"$nulls":13},0.25275179743766785,0.3132944703102112,8.42497444152832,null,{"v":-0.7324009039969854,"d":"-0.73240"},{"v":1.9524660229921856E-3,"d":"0.00195"},{"v":1.4517974376678233E-3,"d":"0.00145"},{"v":-0.001305529689788809,"d":"-0.00131"},"OK"]
[{"$nulls":13},0.25252896547317505,0.3142211437225342,8.535595893859863,null,{"v":-0.29902887247732235,"d":"-0.29903"},{"v":1.2860358522341303E-3,"d":"0.00129"},{"v":1.2289654731750255E-3,"d":"0.00123"},{"v":-3.7885627746581108E-4,"d":"-0.00038"},"OK"]
[{"$nulls":13},0.25080811977386475,0.3161313831806183,8.551794052124023,null,{"v":1.8815873955048137,"d":"1.88159"},{"v":1.6084404256121823E-3,"d":"0.00161"},{"v":-4.9188022613527716E-4,"d":"-0.00049"},{"v":1.5313831806182954E-3,"d":"0.00153"},"OK"]
[{"$nulls":13},0.251289039850235,0.31642889976501465,8.523286819458008,null,{"v":1.5767890109064702,"d":"1.57679"},{"v":1.8289326054706178E-3,"d":"0.00183"},{"v":-1.096014976503784E-5,"d":"-0.00001"},{"v":1.8288997650146577E-3,"d":"0.00183"},"OK"]
[{"$nulls":13},0.24992848932743073,0.31300562620162964,8.440508842468262,null,{"v":-2.281193225399119,"d":"-2.28119"},{"v":2.10310944410922E-3,"d":"0.00210"},{"v":-1.3715106725692978E-3,"d":"-0.00137"},{"v":-1.5943737983703523E-3,"d":"-0.00159"},"OK"]
[{"$nulls":13},0.2506358027458191,0.30949294567108154,8.302254676818848,null,{"$f":"(ATAN2($N451-$A$3, $O451-$A$6))-$C$15","v":{"v":-1.7001252822857889,"d":"-1.70013"}},{"$f":"SQRT(($N451-$A$3)^2+($O451-$A$6)^2)","v":{"v":0.005150064262801596,"d":"0.00515"}},{"v":-0.000664197254180931,"d":"-0.00066"},{"v":-0.005107054328918448,"d":"-0.00511"},{"$f":"IF(($T451/$A$9)^2 +($U451/$A$12)^2<=1, \"OK\", \"NG\")","v":"OK"}]
[{"$nulls":13},0.25010621547698975,0.3135888874530792,8.423097610473633,null,{"v":-2.438854015483905,"d":"-2.43885"},{"v":1.564439218991737E-3,"d":"0.00156"},{"$f":"$S452*COS($R452)","v":{"v":-1.193784523010277E-3,"d":"-0.00119"}},{"$f":"$S452*SIN($R452)","v":{"v":-1.0111125469207676E-3,"d":"-0.00101"}},"OK"]
[{"$nulls":13},0.25477224588394165,0.3175601661205292,8.617491722106934,null,{"v":0.7059564134207529,"d":"0.70596"},{"v":0.004562792449770027,"d":"0.00456"},{"v":3.472245883941627E-3,"d":"0.00347"},{"v":0.002960166120529183,"d":"0.00296"},"OK"]
[{"$nulls":13},0.24930550158023834,0.3149973452091217,8.477949142456055,null,{"v":2.9449466110627855,"d":"2.94495"},{"v":2.0336929860831554E-3,"d":"0.00203"},{"v":-0.001994498419761681,"d":"-0.00199"},{"v":3.9734520912171339E-4,"d":"0.00040"},"OK"]
[{"$nulls":13},0.2546622157096863,0.31782180070877075,8.59993839263916,null,{"v":0.7640747477689135,"d":"0.76407"},{"v":4.6566612809497785E-3,"d":"0.00466"},{"v":0.003362215709686256,"d":"0.00336"},{"v":3.2218007087707608E-3,"d":"0.00322"},"OK"]
[{"$nulls":13},0.25340405106544495,0.3130209743976593,8.447229385375977,null,{"v":-0.6438013542520912,"d":"-0.64380"},{"v":2.6306563323336804E-3,"d":"0.00263"},{"v":0.002104051065444923,"d":"0.00210"},{"v":-1.5790256023406892E-3,"d":"-0.00158"},"OK"]
[{"$nulls":13},0.25601017475128174,0.3182845115661621,8.638609886169434,null,{"v":0.6638206929037674,"d":"0.66382"},{"v":5.9800812426583465E-3,"d":"0.00598"},{"v":0.004710174751281715,"d":"0.00471"},{"v":3.6845115661621186E-3,"d":"0.00368"},"OK"]
[{"$nulls":13},0.25234389305114746,0.31726983189582825,8.572325706481934,null,{"v":1.1980762119471802,"d":"1.19808"},{"v":2.8666557264896333E-3,"d":"0.00287"},{"v":1.0438930511474374E-3,"d":"0.00104"},{"v":2.6698318958282563E-3,"d":"0.00267"},"OK"]
[{"$nulls":13},0.25211697816848755,0.3147042989730835,8.526932716369629,null,{"v":0.1269774719912582,"d":"0.12698"},{"v":8.2360888992986546E-4,"d":"0.00082"},{"v":8.1697816848752536E-4,"d":"0.00082"},{"v":1.0429897308350532E-4,"d":"0.00010"},"OK"]
[{"$nulls":13},0.25032690167427063,0.31486743688583374,8.495179176330566,null,{"v":2.8733842363789717,"d":"2.87338"},{"v":1.0091792900380995E-3,"d":"0.00101"},{"v":-9.7309832572939337E-4,"d":"-0.00097"},{"v":2.6743688583374947E-4,"d":"0.00027"},"OK"]
[{"$nulls":13},0.24649496376514435,0.31340843439102173,8.460638999938965,null,{"v":-2.898513574146193,"d":"-2.89851"},{"v":0.004950575907788481,"d":"0.00495"},{"v":-0.004805036234855675,"d":"-0.00481"},{"v":-1.1915656089782631E-3,"d":"-0.00119"},"OK"]
[{"$nulls":13},0.24695976078510284,0.31722840666770935,8.543170928955078,null,{"v":2.597072791394873,"d":"2.59707"},{"v":0.005074071151786335,"d":"0.00507"},{"v":-0.004340239214897179,"d":"-0.00434"},{"v":0.00262840666770936,"d":"0.00263"},"OK"]
[{"$nulls":13},0.25444939732551575,0.3118777275085449,8.405927658081055,null,{"v":-0.7127827336927284,"d":"-0.71278"},{"v":4.1628681256675164E-3,"d":"0.00416"},{"v":3.1493973255157237E-3,"d":"0.00315"},{"v":-0.002722272491455069,"d":"-0.00272"},"OK"]
[{"$nulls":13},0.2487850785255432,0.3119211494922638,8.428771018981934,null,{"v":-2.3246423483087186,"d":"-2.32464"},{"v":0.003674380228757293,"d":"0.00367"},{"v":-2.51492147445681E-3,"d":"-0.00251"},{"v":-2.6788505077361973E-3,"d":"-0.00268"},"OK"]
[{"$nulls":13},0.25299695134162903,0.3140687942504883,8.580647468566895,null,{"v":-0.30337251090442363,"d":"-0.30337"},{"v":1.7781516819919433E-3,"d":"0.00178"},{"v":1.696951341629005E-3,"d":"0.00170"},{"v":-5.312057495117094E-4,"d":"-0.00053"},"OK"]
[{"$nulls":13},0.252434104681015,0.31547901034355164,8.504916191101074,null,{"v":0.6593537052633837,"d":"0.65935"},{"v":1.4348702420675175E-3,"d":"0.00143"},{"v":1.1341046810149913E-3,"d":"0.00113"},{"v":0.000879010343551645,"d":"0.00088"},"OK"]
[{"$nulls":13},0.25346583127975464,0.31547197699546814,8.494564056396484,null,{"v":0.3827510381037309,"d":"0.38275"},{"v":2.3347738676345454E-3,"d":"0.00233"},{"v":0.002165831279754615,"d":"0.00217"},{"v":8.7197699546814878E-4,"d":"0.00087"},"OK"]
[{"$nulls":13},0.2475828379392624,0.31230050325393677,8.396076202392578,null,{"v":-2.5875970973305966,"d":"-2.58760"},{"v":0.004370924281080902,"d":"0.00437"},{"v":-0.003717162060737633,"d":"-0.00372"},{"v":-2.2994967460632228E-3,"d":"-0.00230"},"OK"]
[{"$nulls":13},0.25045040249824524,0.3133856952190399,8.425786018371582,null,{"v":-2.181292418538736,"d":"-2.18129"},{"v":1.4820094520786508E-3,"d":"0.00148"},{"v":-8.495975017547841E-4,"d":"-0.00085"},{"v":-1.2143047809600738E-3,"d":"-0.00121"},"OK"]
[{"$nulls":13},0.2505149841308594,0.3183445930480957,8.570169448852539,null,{"v":1.7774435435486913,"d":"1.77744"},{"v":0.00382599359783173,"d":"0.00383"},{"v":-7.8501586914064749E-4,"d":"-0.00079"},{"v":3.7445930480957124E-3,"d":"0.00374"},"OK"]
[{"$nulls":13},0.2503221929073334,0.30957508087158203,8.346551895141602,null,{"v":-1.7629861422161501,"d":"-1.76299"},{"v":0.00511917170620501,"d":"0.00512"},{"v":-9.7780709266664934E-4,"d":"-0.00098"},{"v":-5.0249191284179595E-3,"d":"-0.00502"},"OK"]
[{"$nulls":13},0.2496124804019928,0.31122997403144836,8.389246940612793,null,{"v":-2.035038795993639,"d":"-2.03504"},{"v":0.003768925234383245,"d":"0.00377"},{"v":-0.001687519598007225,"d":"-0.00169"},{"v":-0.003370025968551627,"d":"-0.00337"},"OK"]
[{"$nulls":13},0.2491777241230011,0.31119054555892944,8.442291259765625,null,{"v":-2.127572719086417,"d":"-2.12757"},{"v":4.016022221530558E-3,"d":"0.00402"},{"v":-0.002122275876998925,"d":"-0.00212"},{"v":-3.4094544410705474E-3,"d":"-0.00341"},"OK"]
[{"$nulls":13},0.25016963481903076,0.3185168504714966,8.607765197753906,null,{"v":1.8517529479190211,"d":"1.85175"},{"v":0.004076695114723535,"d":"0.00408"},{"v":-1.1303651809692608E-3,"d":"-0.00113"},{"v":0.003916850471496591,"d":"0.00392"},"OK"]
[{"$nulls":13},0.2484537959098816,0.31550168991088867,8.490961074829102,null,{"v":2.8347911804038417,"d":"2.83479"},{"v":2.9856192687623996E-3,"d":"0.00299"},{"v":-0.002846204090118431,"d":"-0.00285"},{"v":9.0168991088868111E-4,"d":"0.00090"},"OK"]
[{"$nulls":13},0.25002816319465637,0.3142454922199249,8.456576347351074,null,{"v":-2.8697556563426936,"d":"-2.86976"},{"v":0.001320319895161962,"d":"0.00132"},{"v":-1.2718368053436513E-3,"d":"-0.00127"},{"v":-3.545077800750639E-4,"d":"-0.00035"},"OK"]
[{"$nulls":13},0.25046786665916443,0.31114161014556885,8.354140281677246,null,{"v":-1.8069207816851962,"d":"-1.80692"},{"v":0.003557092391569619,"d":"0.00356"},{"v":-8.3213334083559421E-4,"d":"-0.00083"},{"v":-3.4583898544311435E-3,"d":"-0.00346"},"OK"]
[{"$nulls":13},0.24862055480480194,0.3144093155860901,8.45377254486084,null,{"v":-3.0705467972152274,"d":"-3.07055"},{"v":2.686221714560854E-3,"d":"0.00269"},{"v":-2.6794451951980824E-3,"d":"-0.00268"},{"v":-1.906844139099035E-4,"d":"-0.00019"},"OK"]
[{"$nulls":13},0.2505617141723633,0.309904009103775,8.29848861694336,null,{"v":-1.726736099383639,"d":"-1.72674"},{"v":0.004753671892412962,"d":"0.00475"},{"v":-7.3828582763674189E-4,"d":"-0.00074"},{"v":-0.004695990896224966,"d":"-0.00470"},"OK"]
[{"$nulls":13},0.25192373991012573,0.3150402009487152,8.528261184692383,null,{"v":0.6145708712045747,"d":"0.61457"},{"v":7.6343195553592509E-4,"d":"0.00076"},{"v":6.2373991012570906E-4,"d":"0.00062"},{"v":4.4020094871521925E-4,"d":"0.00044"},"OK"]
[{"$nulls":13},0.2542628049850464,0.315710186958313,8.570429801940918,null,{"v":0.35851471317033623,"d":"0.35851"},{"v":3.1639735241976736E-3,"d":"0.00316"},{"v":2.9628049850463634E-3,"d":"0.00296"},{"v":1.1101869583129975E-3,"d":"0.00111"},"OK"]
[{"$nulls":13},0.2524472177028656,0.31387731432914734,8.49085521697998,null,{"v":-0.562148377858581,"d":"-0.56215"},{"v":1.3558698450160764E-3,"d":"0.00136"},{"v":1.147217702865577E-3,"d":"0.00115"},{"v":-7.22685670852652E-4,"d":"-0.00072"},"OK"]
[{"$nulls":13},0.24993455410003662,0.3131178617477417,8.474020004272461,null,{"v":-2.3152379843253317,"d":"-2.31524"},{"v":2.0152360418904105E-3,"d":"0.00202"},{"v":-1.365445899963402E-3,"d":"-0.00137"},{"v":-1.4821382522582918E-3,"d":"-0.00148"},"OK"]
[{"$nulls":13},0.25322455167770386,0.31414538621902466,8.49372673034668,null,{"v":-0.23196591921261042,"d":"-0.23197"},{"v":0.001977516839373392,"d":"0.00198"},{"v":1.9245516777038338E-3,"d":"0.00192"},{"v":-4.5461378097533256E-4,"d":"-0.00045"},"OK"]
[{"$nulls":13},0.24882720410823822,0.3139863610267639,8.472210884094238,null,{"v":-2.8983503339772563,"d":"-2.89835"},{"v":0.002547797541365537,"d":"0.00255"},{"v":-0.002472795891761803,"d":"-0.00247"},{"v":-6.1363897323607453E-4,"d":"-0.00061"},"OK"]
[{"$nulls":13},0.2513968348503113,0.3201850950717926,8.658489227294922,null,{"v":1.5534599793078365,"d":"1.55346"},{"v":0.005585934474123101,"d":"0.00559"},{"v":9.6834850311255572E-5,"d":"0.00010"},{"v":0.005585095071792612,"d":"0.00559"},"OK"]
[{"$nulls":13},0.2474398910999298,0.31482502818107605,8.446917533874512,null,{"v":3.083362745220457,"d":"3.08336"},{"v":0.003866662437125806,"d":"0.00387"},{"v":-3.8601089000702142E-3,"d":"-0.00386"},{"v":2.2502818107605872E-4,"d":"0.00023"},"OK"]
[{"$nulls":13},0.2535203993320465,0.3188110589981079,8.663899421691895,null,{"v":1.085565103422948,"d":"1.08557"},{"v":4.760587262019062E-3,"d":"0.00476"},{"v":0.002220399332046486,"d":"0.00222"},{"v":4.2110589981079185E-3,"d":"0.00421"},"OK"]
[{"$nulls":13},0.2538785934448242,0.31283026933670044,8.451417922973633,null,{"v":-0.6014831033058656,"d":"-0.60148"},{"v":0.003127473544942144,"d":"0.00313"},{"v":2.5785934448241954E-3,"d":"0.00258"},{"v":-1.7697306632995513E-3,"d":"-0.00177"},"OK"]
[{"$nulls":13},0.25320321321487427,0.3128458261489868,8.383865356445312,null,{"v":-0.7446704673804475,"d":"-0.74467"},{"v":2.5883095720663604E-3,"d":"0.00259"},{"v":1.903213214874244E-3,"d":"0.00190"},{"v":-1.7541738510131744E-3,"d":"-0.00175"},"OK"]
[{"$nulls":13},0.2558175027370453,0.3150295615196228,8.507408142089844,null,{"v":0.09480322567017652,"d":"0.09480"},{"v":0.004537879910084898,"d":"0.00454"},{"v":0.004517502737045266,"d":"0.00452"},{"v":4.2956151962281197E-4,"d":"0.00043"},"OK"]
[{"$nulls":13},0.24913164973258972,0.31233155727386475,8.375199317932129,null,{"v":-2.3336386748121964,"d":"-2.33364"},{"v":3.138084652130058E-3,"d":"0.00314"},{"v":-2.1683502674103012E-3,"d":"-0.00217"},{"v":-0.002268442726135245,"d":"-0.00227"},"OK"]
[{"$nulls":13},0.2520020008087158,0.3102699816226959,8.342798233032227,null,{"v":-1.410070566110997,"d":"-1.41007"},{"v":0.004386554944740643,"d":"0.00439"},{"v":7.0200080871579652E-4,"d":"0.00070"},{"v":-0.004330018377304068,"d":"-0.00433"},"OK"]
[{"$nulls":13},0.25249892473220825,0.3096736967563629,8.365679740905762,null,{"v":-1.332065355742708,"d":"-1.33207"},{"v":5.0700970564447525E-3,"d":"0.00507"},{"v":1.1989247322082286E-3,"d":"0.00120"},{"v":-0.004926303243637076,"d":"-0.00493"},"OK"]
[{"$nulls":13},0.248926043510437,0.3127146363258362,8.488862991333008,null,{"v":-2.470406729328758,"d":"-2.47041"},{"v":3.0315450843084613E-3,"d":"0.00303"},{"v":-2.3739564895630116E-3,"d":"-0.00237"},{"v":-1.8853636741638096E-3,"d":"-0.00189"},"OK"]
[{"$nulls":13},0.2581339478492737,0.31570422649383545,8.555924415588379,null,{"v":0.1601950437072005,"d":"0.16020"},{"v":6.922583286337566E-3,"d":"0.00692"},{"v":0.006833947849273659,"d":"0.00683"},{"v":1.1042264938354587E-3,"d":"0.00110"},"OK"]
[{"$nulls":13},0.24849142134189606,0.3123280704021454,8.379007339477539,null,{"v":-2.4614332584520784,"d":"-2.46143"},{"v":0.00361244767109018,"d":"0.00361"},{"v":-2.8085786581039662E-3,"d":"-0.00281"},{"v":-0.002271929597854606,"d":"-0.00227"},"OK"]
[{"$nulls":13},0.25174519419670105,0.31607183814048767,8.552786827087402,null,{"v":1.2770704676149425,"d":"1.27707"},{"v":1.5376948281666633E-3,"d":"0.00154"},{"v":4.4519419670102645E-4,"d":"0.00045"},{"v":1.4718381404876801E-3,"d":"0.00147"},"OK"]
[{"$nulls":13},0.25120118260383606,0.30762624740600586,8.284775733947754,null,{"v":-1.5849652813007373,"d":"-1.58497"},{"v":0.006974452675301805,"d":"0.00697"},{"v":-9.881739616396368E-5,"d":"-0.00010"},{"v":-0.006973752593994131,"d":"-0.00697"},"OK"]
[{"$nulls":13},0.25101086497306824,0.31621965765953064,8.526424407958984,null,{"v":1.7474515983970387,"d":"1.74745"},{"v":1.645262896279845E-3,"d":"0.00165"},{"v":-2.8913502693178578E-4,"d":"-0.00029"},{"v":1.6196576595306489E-3,"d":"0.00162"},"OK"]
[{"$nulls":13},0.2516985833644867,0.31797903776168823,8.649700164794922,null,{"v":1.4533812390857601,"d":"1.45338"},{"v":0.003402464532270777,"d":"0.00340"},{"v":3.9858336448667065E-4,"d":"0.00040"},{"v":0.003379037761688242,"d":"0.00338"},"OK"]
[{"$nulls":13},0.2524561285972595,0.3176113963127136,8.610017776489258,null,{"v":1.2042303391430367,"d":"1.20423"},{"v":3.225700092325149E-3,"d":"0.00323"},{"v":0.001156128597259498,"d":"0.00116"},{"v":3.0113963127136323E-3,"d":"0.00301"},"OK"]
[{"$nulls":13},0.25072962045669556,0.31200769543647766,8.440166473388672,null,{"v":-1.787373322347239,"d":"-1.78737"},{"v":0.002654312674399704,"d":"0.00265"},{"v":-5.7037954330446639E-4,"d":"-0.00057"},{"v":-0.00259230456352233,"d":"-0.00259"},"OK"]
[{"$nulls":13},0.25318846106529236,0.3183910548686981,8.61941909790039,null,{"v":1.1086409961284376,"d":"1.10864"},{"v":4.235372735970808E-3,"d":"0.00424"},{"v":1.8884610652923346E-3,"d":"0.00189"},{"v":3.7910548686981294E-3,"d":"0.00379"},"OK"]
[{"$nulls":13},0.2548843324184418,0.31197503209114075,8.411368370056152,null,{"v":-0.6321058267924191,"d":"-0.63211"},{"v":4.4427351269722744E-3,"d":"0.00444"},{"v":3.5843324184417495E-3,"d":"0.00358"},{"v":-2.6249679088592437E-3,"d":"-0.00262"},"OK"]
[{"$nulls":13},0.2514653205871582,0.31129080057144165,8.385111808776855,null,{"v":-1.5208799463618614,"d":"-1.52088"},{"v":3.313326388164796E-3,"d":"0.00331"},{"v":1.6532058715817982E-4,"d":"0.00017"},{"v":-3.3091994285583404E-3,"d":"-0.00331"},"OK"]
[{"$nulls":13},0.252888947725296,0.3117871880531311,8.414661407470703,null,{"v":-1.056588216841211,"d":"-1.05659"},{"v":3.2305829074907927E-3,"d":"0.00323"},{"v":0.001588947725295997,"d":"0.00159"},{"v":-2.8128119468688872E-3,"d":"-0.00281"},"OK"]
[{"$nulls":13},0.24939097464084625,0.31523972749710083,8.475544929504395,null,{"v":2.81824677378175,"d":"2.81825"},{"v":0.002013362633118805,"d":"0.00201"},{"v":-1.9090253591537707E-3,"d":"-0.00191"},{"v":6.3972749710083921E-4,"d":"0.00064"},"OK"]
[{"$nulls":13},0.25220218300819397,0.3183939754962921,8.623713493347168,null,{"v":1.3373386419157811,"d":"1.33734"},{"v":3.8997672041724417E-3,"d":"0.00390"},{"v":9.0218300819394637E-4,"d":"0.00090"},{"v":3.7939754962921235E-3,"d":"0.00379"},"OK"]
[{"$nulls":13},0.25561970472335815,0.3156035244464874,8.501265525817871,null,{"v":0.22826425885567186,"d":"0.22826"},{"v":0.004434739024080274,"d":"0.00443"},{"v":0.004319704723358131,"d":"0.00432"},{"v":1.003524446487436E-3,"d":"0.00100"},"OK"]
[{"$nulls":13},0.2517734169960022,0.31576815247535706,8.554755210876465,null,{"v":1.1857552342043416,"d":"1.18576"},{"v":1.2604379626885889E-3,"d":"0.00126"},{"v":4.7341699600217396E-4,"d":"0.00047"},{"v":0.001168152475357065,"d":"0.00117"},"OK"]
[{"$nulls":13},0.25783267617225647,0.3202246427536011,8.680862426757812,null,{"v":0.7108463214831068,"d":"0.71085"},{"v":0.0086204677412078,"d":"0.00862"},{"v":6.5326761722564455E-3,"d":"0.00653"},{"v":5.6246427536010835E-3,"d":"0.00562"},"NG"]
[{"$nulls":13},0.2531648576259613,0.31920650601387024,8.67694091796875,null,{"v":1.1861320227422085,"d":"1.18613"},{"v":0.004969667153937847,"d":"0.00497"},{"v":1.8648576259612806E-3,"d":"0.00186"},{"v":0.004606506013870248,"d":"0.00461"},"OK"]
[{"$nulls":13},0.2500438094139099,0.31434834003448486,8.501755714416504,null,{"v":-2.943874215062449,"d":"-2.94387"},{"v":1.281150860291048E-3,"d":"0.00128"},{"v":-1.2561905860901112E-3,"d":"-0.00126"},{"v":-2.5165996551512786E-4,"d":"-0.00025"},"OK"]
[{"$nulls":13},0.25114545226097107,0.30989423394203186,8.314107894897461,null,{"$f":"(ATAN2($N515-$A$3, $O515-$A$6))-$C$15","v":{"v":-1.6036267326105198,"d":"-1.60363"}},{"$f":"SQRT(($N515-$A$3)^2+($O515-$A$6)^2)","v":{"v":0.004708303218354132,"d":"0.00471"}},{"v":-0.000154547739028953,"d":"-0.00015"},{"v":-0.00470576605796813,"d":"-0.00471"},{"$f":"IF(($T515/$A$9)^2 +($U515/$A$12)^2<=1, \"OK\", \"NG\")","v":"OK"}]
[{"$nulls":13},0.250893235206604,0.31512051820755005,8.528007507324219,null,{"v":2.2341304698372793,"d":"2.23413"},{"v":6.6060336173655049E-4,"d":"0.00066"},{"$f":"$S516*COS($R516)","v":{"v":-4.0676479339601934E-4,"d":"-0.00041"}},{"$f":"$S516*SIN($R516)","v":{"v":5.2051820755005817E-4,"d":"0.00052"}},"OK"]
[{"$nulls":13},0.25010859966278076,0.31080901622772217,8.372187614440918,null,{"v":-1.8752947969753972,"d":"-1.87529"},{"v":0.003973788208397619,"d":"0.00397"},{"v":-1.191400337219261E-3,"d":"-0.00119"},{"v":-0.003790983772277823,"d":"-0.00379"},"OK"]
[{"$nulls":13},0.2531628906726837,0.31600773334503174,8.555327415466309,null,{"v":0.6471209834303742,"d":"0.64712"},{"v":0.002334967843265978,"d":"0.00233"},{"v":1.8628906726836925E-3,"d":"0.00186"},{"v":1.4077333450317475E-3,"d":"0.00141"},"OK"]
[{"$nulls":13},0.2518329322338104,0.31776002049446106,8.609572410583496,null,{"v":1.4037201494843465,"d":"1.40372"},{"v":0.003204644487497501,"d":"0.00320"},{"v":5.3293223381040123E-4,"d":"0.00053"},{"v":0.003160020494461069,"d":"0.00316"},"OK"]
[{"$nulls":13},0.25103259086608887,0.31361493468284607,8.48936939239502,null,{"v":-1.8358715813253665,"d":"-1.83587"},{"v":1.0207160839129903E-3,"d":"0.00102"},{"v":-2.6740913391115617E-4,"d":"-0.00027"},{"v":-9.8506531715392164E-4,"d":"-0.00099"},"OK"]
[{"$nulls":13},0.2481628954410553,0.3163698613643646,8.538911819458008,null,{"v":2.6279352307970605,"d":"2.62794"},{"v":3.6019209129050044E-3,"d":"0.00360"},{"v":-3.1371045589447246E-3,"d":"-0.00314"},{"v":0.001769861364364634,"d":"0.00177"},"OK"]
[{"$nulls":13},0.24653050303459167,0.32107141613960266,8.622764587402344,null,{"v":2.2059317239835545,"d":"2.20593"},{"v":8.039112398452293E-3,"d":"0.00804"},{"v":-0.004769496965408349,"d":"-0.00477"},{"v":0.00647141613960267,"d":"0.00647"},"NG"]
[{"$nulls":13},0.25037363171577454,0.30939868092536926,8.332703590393066,null,{"v":-1.7470507743565253,"d":"-1.74705"},{"v":5.2831693436928865E-3,"d":"0.00528"},{"v":-9.2636828422548647E-4,"d":"-0.00093"},{"v":-0.005201319074630728,"d":"-0.00520"},"OK"]
[{"$nulls":13},0.24810843169689178,0.3135216236114502,8.418391227722168,null,{"v":-2.8157530832039828,"d":"-2.81575"},{"v":0.003368828263474839,"d":"0.00337"},{"v":-3.1915683031082387E-3,"d":"-0.00319"},{"v":-1.0783763885497955E-3,"d":"-0.00108"},"OK"]
[{"$nulls":13},0.2546403110027313,0.31799304485321045,8.56758975982666,null,{"v":0.7932297370562507,"d":"0.79323"},{"v":0.004761347600298236,"d":"0.00476"},{"v":0.0033403110027313,"d":"0.00334"},{"v":3.3930448532104585E-3,"d":"0.00339"},"OK"]
[{"$nulls":13},0.2550722658634186,0.3152484893798828,8.541755676269531,null,{"v":0.17024570332293387,"d":"0.17025"},{"v":3.8276008438882115E-3,"d":"0.00383"},{"v":3.7722658634185557E-3,"d":"0.00377"},{"v":6.4848937988282174E-4,"d":"0.00065"},"OK"]
[{"$nulls":13},0.2548466920852661,0.31807076930999756,8.67359733581543,null,{"v":0.7745794628930496,"d":"0.77458"},{"v":4.9623849458612255E-3,"d":"0.00496"},{"v":0.00354669208526609,"d":"0.00355"},{"v":3.4707693099975683E-3,"d":"0.00347"},"OK"]
[{"$nulls":13},0.24774566292762756,0.3135940730571747,8.429283142089844,null,{"v":-2.865791316467142,"d":"-2.86579"},{"v":3.6939411254570775E-3,"d":"0.00369"},{"v":-0.00355433707237246,"d":"-0.00355"},{"v":-1.0059269428253081E-3,"d":"-0.00101"},"OK"]
[{"$nulls":13},0.2540169954299927,0.31373685598373413,8.447083473205566,null,{"v":-0.3076000082646993,"d":"-0.30760"},{"v":2.8508037041186326E-3,"d":"0.00285"},{"v":2.7169954299926524E-3,"d":"0.00272"},{"v":-8.631440162658598E-4,"d":"-0.00086"},"OK"]
[{"$nulls":13},0.25335511565208435,0.31539997458457947,8.518534660339355,null,{"v":0.3712137199821951,"d":"0.37121"},{"v":2.2053253001349023E-3,"d":"0.00221"},{"v":2.0551156520843272E-3,"d":"0.00206"},{"v":0.000799974584579477,"d":"0.00080"},"OK"]
[{"$nulls":13},0.25075507164001465,0.3175094425678253,8.610894203186035,null,{"v":1.7559476642910787,"d":"1.75595"},{"v":2.9600342857795383E-3,"d":"0.00296"},{"v":-5.4492835998537438E-4,"d":"-0.00054"},{"v":0.002909442567825327,"d":"0.00291"},"OK"]
[{"$nulls":13},0.24851740896701813,0.30671077966690063,8.219317436218262,null,{"v":-1.909881567983342,"d":"-1.90988"},{"v":0.008365560968698964,"d":"0.00837"},{"v":-2.7825910329818937E-3,"d":"-0.00278"},{"v":-7.889220333099356E-3,"d":"-0.00789"},"NG"]
[{"$nulls":13},0.24934495985507965,0.31338754296302795,8.463354110717773,null,{"v":-2.586474216188515,"d":"-2.58647"},{"v":2.3004856084647175E-3,"d":"0.00230"},{"v":-1.9550401449203725E-3,"d":"-0.00196"},{"v":-1.2124570369720367E-3,"d":"-0.00121"},"OK"]
[{"$nulls":13},0.25521016120910645,0.31369006633758545,8.461210250854492,null,{"v":-0.22864071472734637,"d":"-0.22864"},{"v":0.004014640700136905,"d":"0.00401"},{"v":3.910161209106422E-3,"d":"0.00391"},{"v":-9.0993366241454165E-4,"d":"-0.00091"},"OK"]
[{"$nulls":13},0.25277116894721985,0.3054003119468689,8.223915100097656,null,{"v":-1.4122238558181415,"d":"-1.41222"},{"v":9.316576535733867E-3,"d":"0.00932"},{"v":0.001471168947219826,"d":"0.00147"},{"v":-0.009199688053131094,"d":"-0.00920"},"NG"]
[{"$nulls":13},0.24971315264701843,0.30822432041168213,8.270934104919434,null,{"v":-1.8147306702595776,"d":"-1.81473"},{"v":0.006570188333263949,"d":"0.00657"},{"v":-1.5868473529815905E-3,"d":"-0.00159"},{"v":-0.006375679588317862,"d":"-0.00638"},"OK"]
[{"$nulls":13},0.25694140791893005,0.3146279454231262,8.491373062133789,null,{"v":0.004953585160381377,"d":"0.00495"},{"v":0.005641477134088213,"d":"0.00564"},{"v":0.00564140791893003,"d":"0.00564"},{"v":2.794542312622994E-5,"d":"0.00003"},"OK"]
[{"$nulls":13},0.24805234372615814,0.3133021891117096,8.419191360473633,null,{"v":-2.7614185552383956,"d":"-2.76142"},{"v":3.497368206922119E-3,"d":"0.00350"},{"v":-0.003247656273841881,"d":"-0.00325"},{"v":-1.2978108882903967E-3,"d":"-0.00130"},"OK"]
[{"$nulls":13},0.24706242978572845,0.3113250732421875,8.359390258789062,null,{"v":-2.4836389375295616,"d":"-2.48364"},{"v":5.355571546522166E-3,"d":"0.00536"},{"v":-0.004237570214271569,"d":"-0.00424"},{"v":-3.2749267578124908E-3,"d":"-0.00327"},"OK"]
[{"$nulls":13},0.25002992153167725,0.31397563219070435,8.550227165222168,null,{"v":-2.6846893515058152,"d":"-2.68469"},{"v":0.001415250676375664,"d":"0.00142"},{"v":-1.2700784683227773E-3,"d":"-0.00127"},{"v":-0.000624367809295645,"d":"-0.00062"},"OK"]
[{"$nulls":13},0.2515391707420349,0.3160319924354553,8.572907447814941,null,{"v":1.4053043163946013,"d":"1.40530"},{"v":1.4518281506593028E-3,"d":"0.00145"},{"v":2.3917074203488864E-4,"d":"0.00024"},{"v":1.4319924354553315E-3,"d":"0.00143"},"OK"]
[{"$nulls":13},0.2539362609386444,0.3088569939136505,8.35966968536377,null,{"v":-1.1404514487982969,"d":"-1.14045"},{"v":6.3191764213755995E-3,"d":"0.00632"},{"v":0.002636260938644386,"d":"0.00264"},{"v":-0.005743006086349478,"d":"-0.00574"},"OK"]
[{"$nulls":13},0.24820831418037415,0.3110627830028534,8.345184326171875,null,{"v":-2.289085023429803,"d":"-2.28909"},{"v":0.004697917122744773,"d":"0.00470"},{"v":-0.003091685819625878,"d":"-0.00309"},{"v":-3.5372169971465968E-3,"d":"-0.00354"},"OK"]
[{"$nulls":13},0.25583165884017944,0.3216928541660309,8.749096870422363,null,{"v":1.0022604532649362,"d":"1.00226"},{"v":0.00841691820468502,"d":"0.00842"},{"v":0.004531658840179421,"d":"0.00453"},{"v":0.007092854166030894,"d":"0.00709"},"NG"]
[{"$nulls":13},0.2555214464664459,0.3116721212863922,8.474954605102539,null,{"v":-0.6063990930972576,"d":"-0.60640"},{"v":5.137419978030423E-3,"d":"0.00514"},{"v":4.2214464664458995E-3,"d":"0.00422"},{"v":-2.9278787136077784E-3,"d":"-0.00293"},"OK"]
[{"$nulls":13},0.2508995234966278,0.3160626292228699,8.550734519958496,null,{"v":1.838052049190858,"d":"1.83805"},{"v":1.5164648605708582E-3,"d":"0.00152"},{"v":-4.0047650337221574E-4,"d":"-0.00040"},{"v":1.4626292228698825E-3,"d":"0.00146"},"OK"]
[{"$nulls":13},0.24979256093502045,0.315093457698822,8.430214881896973,null,{"v":2.8252382157221616,"d":"2.82524"},{"v":1.5861503822630545E-3,"d":"0.00159"},{"v":-1.5074390649795764E-3,"d":"-0.00151"},{"v":4.9345769882203116E-4,"d":"0.00049"},"OK"]
[{"$nulls":13},0.24938680231571198,0.3165527582168579,8.580962181091309,null,{"v":2.3459617941133457,"d":"2.34596"},{"v":0.002733786756985861,"d":"0.00273"},{"v":-1.9131976842880485E-3,"d":"-0.00191"},{"v":1.952758216857919E-3,"d":"0.00195"},"OK"]
[{"$nulls":13},0.2501612603664398,0.3184453248977661,8.591376304626465,null,{"v":1.8587045274747966,"d":"1.85870"},{"v":0.004010392938655871,"d":"0.00401"},{"v":-1.1387396335602036E-3,"d":"-0.00114"},{"v":3.845324897766123E-3,"d":"0.00385"},"OK"]
[{"$nulls":13},0.248320534825325,0.31569451093673706,8.52038288116455,null,{"v":2.789544339419193,"d":"2.78954"},{"v":3.1741403431068153E-3,"d":"0.00317"},{"v":-0.002979465174675011,"d":"-0.00298"},{"v":1.0945109367370698E-3,"d":"0.00109"},"OK"]
[{"$nulls":13},0.25605112314224243,0.3135860562324524,8.484219551086426,null,{"v":-0.21025723903767257,"d":"-0.21026"},{"v":0.004858112089742269,"d":"0.00486"},{"v":0.004751123142242408,"d":"0.00475"},{"v":-1.0139437675475982E-3,"d":"-0.00101"},"OK"]
[{"$nulls":13},0.2569008767604828,0.3105076551437378,8.408370971679688,null,{"v":-0.6310091377953118,"d":"-0.63101"},{"v":6.936649544894969E-3,"d":"0.00694"},{"v":0.005600876760482765,"d":"0.00560"},{"v":-0.004092344856262198,"d":"-0.00409"},"OK"]
[{"$nulls":13},0.25167903304100037,0.3212733864784241,8.711318969726562,null,{"v":1.5140595792575857,"d":"1.51406"},{"v":0.006684141914754902,"d":"0.00668"},{"v":3.790330410003435E-4,"d":"0.00038"},{"v":6.6733864784240815E-3,"d":"0.00667"},"OK"]
[{"$nulls":13},0.24924319982528687,0.31249454617500305,8.41414737701416,null,{"v":-2.34450576709221,"d":"-2.34451"},{"v":0.002943359095981039,"d":"0.00294"},{"v":-0.002056800174713158,"d":"-0.00206"},{"v":-2.1054538249969394E-3,"d":"-0.00211"},"OK"]
[{"$nulls":13},0.24838538467884064,0.31257274746894836,8.439091682434082,null,{"v":-2.5338614001039685,"d":"-2.53386"},{"v":0.003550314816321541,"d":"0.00355"},{"v":-2.9146153211593853E-3,"d":"-0.00291"},{"v":-0.002027252531051627,"d":"-0.00203"},"OK"]
[{"$nulls":13},0.2554295063018799,0.3175504505634308,8.571252822875977,null,{"v":0.620378267236097,"d":"0.62038"},{"v":0.005075232095630166,"d":"0.00508"},{"v":4.1295063018798595E-3,"d":"0.00413"},{"v":0.002950450563430795,"d":"0.00295"},"OK"]
[{"$nulls":13},0.2522324025630951,0.3180253803730011,8.636696815490723,null,{"v":1.3050313003879979,"d":"1.30503"},{"v":3.5500148224208113E-3,"d":"0.00355"},{"v":9.3240256309506963E-4,"d":"0.00093"},{"v":0.003425380373001108,"d":"0.00343"},"OK"]
[{"$nulls":13},0.25688445568084717,0.3114092946052551,8.407395362854004,null,{"v":-0.5190904780460298,"d":"-0.51909"},{"v":0.006431698544505948,"d":"0.00643"},{"v":0.005584455680847145,"d":"0.00558"},{"v":-3.1907053947448634E-3,"d":"-0.00319"},"OK"]
[{"$nulls":13},0.2540700435638428,0.31577208638191223,8.552790641784668,null,{"v":0.4002850163124192,"d":"0.40029"},{"v":0.003007811136399819,"d":"0.00301"},{"v":0.00277004356384275,"d":"0.00277"},{"v":1.1720863819122407E-3,"d":"0.00117"},"OK"]
[{"$nulls":13},0.24843114614486694,0.3224003314971924,8.73526668548584,null,{"v":1.9232275715515597,"d":"1.92323"},{"v":0.008311166819899816,"d":"0.00831"},{"v":-0.002868853855133079,"d":"-0.00287"},{"v":7.800331497192392E-3,"d":"0.00780"},"NG"]
[{"$nulls":13},0.25324907898902893,0.3193884491920471,8.65384578704834,null,{"v":1.1842377923879073,"d":"1.18424"},{"v":0.005169927907649269,"d":"0.00517"},{"v":1.9490789890289075E-3,"d":"0.00195"},{"v":0.004788449192047128,"d":"0.00479"},"OK"]
[{"$nulls":13},0.24778345227241516,0.31736859679222107,8.562129974365234,null,{"v":2.474640435091091,"d":"2.47464"},{"v":4.4756268966792915E-3,"d":"0.00448"},{"v":-3.5165477275848627E-3,"d":"-0.00352"},{"v":0.002768596792221078,"d":"0.00277"},"OK"]
[{"$nulls":13},0.25417041778564453,0.3168254494667053,8.589492797851562,null,{"v":0.6595006354551558,"d":"0.65950"},{"v":0.003632068775918672,"d":"0.00363"},{"v":2.8704177856445075E-3,"d":"0.00287"},{"v":0.002225449466705331,"d":"0.00223"},"OK"]
[{"$nulls":13},0.25067076086997986,0.31227120757102966,8.412619590759277,null,{"v":-1.834694328709871,"d":"-1.83469"},{"v":2.4123051340943693E-3,"d":"0.00241"},{"v":-6.2923913002016474E-4,"d":"-0.00063"},{"v":-2.3287924289703277E-3,"d":"-0.00233"},"OK"]
[{"$nulls":13},0.2522027790546417,0.31466516852378845,8.544439315795898,null,{"v":0.0720615752862868,"d":"0.07206"},{"v":9.0512814451464781E-4,"d":"0.00091"},{"v":9.0277905464170027E-4,"d":"0.00090"},{"v":6.5168523788461372E-5,"d":"0.00007"},"OK"]
[{"$nulls":13},0.2439689338207245,0.31480300426483154,8.444753646850586,null,{"v":3.1139087674317185,"d":"3.11391"},{"v":0.007333876332230958,"d":"0.00733"},{"v":-0.007331066179275536,"d":"-0.00733"},{"v":2.0300426483155375E-4,"d":"0.00020"},"NG"]
[{"$nulls":13},0.24909955263137817,0.3133827745914459,8.479562759399414,null,{"v":-2.636317549512876,"d":"-2.63632"},{"v":2.5146781737042296E-3,"d":"0.00251"},{"v":-2.2004473686218495E-3,"d":"-0.00220"},{"v":-1.2172254085540683E-3,"d":"-0.00122"},"OK"]
[{"$nulls":13},0.2520507574081421,0.31517404317855835,8.504671096801758,null,{"v":0.6527916374638327,"d":"0.65279"},{"v":9.450726198179573E-4,"d":"0.00095"},{"v":7.5075740814206648E-4,"d":"0.00075"},{"v":5.7404317855835885E-4,"d":"0.00057"},"OK"]
[{"$nulls":13},0.2516709566116333,0.3100172281265259,8.323416709899902,null,{"v":-1.49002652341948,"d":"-1.49003"},{"v":4.5977610694793464E-3,"d":"0.00460"},{"v":3.7095661163327796E-4,"d":"0.00037"},{"v":-0.004582771873474112,"d":"-0.00458"},"OK"]
[{"$nulls":13},0.24890422821044922,0.3107072710990906,8.402616500854492,null,{"v":-2.122497202703944,"d":"-2.12250"},{"v":0.004570892775332067,"d":"0.00457"},{"v":-0.002395771789550804,"d":"-0.00240"},{"v":-3.8927289009094146E-3,"d":"-0.00389"},"OK"]
[{"$nulls":13},0.2582075893878937,0.3235522508621216,8.77781867980957,null,{"v":0.9136116439824137,"d":"0.91361"},{"v":0.01130741290703129,"d":"0.01131"},{"v":0.006907589387893653,"d":"0.00691"},{"v":8.952250862121593E-3,"d":"0.00895"},"NG"]
[{"$nulls":13},0.2553962767124176,0.3169938921928406,8.626139640808105,null,{"v":0.5288750441120244,"d":"0.52888"},{"v":0.004744491831127721,"d":"0.00474"},{"v":0.004096276712417579,"d":"0.00410"},{"v":0.002393892192840586,"d":"0.00239"},"OK"]
[{"$nulls":13},0.2527034878730774,0.31885984539985657,8.59118938446045,null,{"v":1.252527510906754,"d":"1.25253"},{"v":0.004485093203106762,"d":"0.00449"},{"v":1.4034878730773694E-3,"d":"0.00140"},{"v":0.004259845399856577,"d":"0.00426"},"OK"]
[{"$nulls":13},0.24872969090938568,0.31782200932502747,8.542557716369629,null,{"v":2.244154546405122,"d":"2.24415"},{"v":4.1216298853558805E-3,"d":"0.00412"},{"v":-0.002570309090614342,"d":"-0.00257"},{"v":3.2220093250274746E-3,"d":"0.00322"},"OK"]
[{"$nulls":13},0.24867722392082214,0.31293103098869324,8.426365852355957,null,{"v":-2.574882517401636,"d":"-2.57488"},{"v":3.108763728913784E-3,"d":"0.00311"},{"v":-0.00262277607917788,"d":"-0.00262"},{"v":-1.6689690113067537E-3,"d":"-0.00167"},"OK"]
[{"$nulls":13},0.2507288455963135,0.3139795958995819,8.450109481811523,null,{"v":-2.3148858342898344,"d":"-2.31489"},{"v":8.4327848345970731E-4,"d":"0.00084"},{"v":-5.7115440368654669E-4,"d":"-0.00057"},{"v":-6.2040410041808169E-4,"d":"-0.00062"},"OK"]
[{"$nulls":13},0.25144118070602417,0.3124937415122986,8.45966911315918,null,{"v":-1.503867297059543,"d":"-1.50387"},{"v":2.1109847959584396E-3,"d":"0.00211"},{"v":1.4118070602414662E-4,"d":"0.00014"},{"v":-0.002106258487701407,"d":"-0.00211"},"OK"]
[{"$nulls":13},0.2508907616138458,0.31459707021713257,8.527636528015137,null,{"v":-3.134433665296347,"d":"-3.13443"},{"v":4.0924887333961327E-4,"d":"0.00041"},{"v":-4.0923838615419816E-4,"d":"-0.00041"},{"v":-2.9297828674224243E-6,"d":"-0.00000"},"OK"]
[{"$nulls":13},0.25068923830986023,0.3081905245780945,8.294891357421875,null,{"$f":"(ATAN2($N579-$A$3, $O579-$A$6))-$C$15","v":{"v":-1.6657999004827355,"d":"-1.66580"}},{"$f":"SQRT(($N579-$A$3)^2+($O579-$A$6)^2)","v":{"v":0.006438509534523748,"d":"0.00644"}},{"v":-6.1076169013979322E-4,"d":"-0.00061"},{"v":-0.006409475421905509,"d":"-0.00641"},{"$f":"IF(($T579/$A$9)^2 +($U579/$A$12)^2<=1, \"OK\", \"NG\")","v":"OK"}]
[{"$nulls":13},0.2511186897754669,0.3089291453361511,8.310406684875488,null,{"v":-1.6027577317404529,"d":"-1.60276"},{"v":0.005673752375281873,"d":"0.00567"},{"$f":"$S580*COS($R580)","v":{"v":-1.8131022453310368E-4,"d":"-0.00018"}},{"$f":"$S580*SIN($R580)","v":{"v":-0.005670854663848868,"d":"-0.00567"}},"OK"]
[{"$nulls":13},0.25022199749946594,0.3175101578235626,8.55016803741455,null,{"v":1.9255522201426425,"d":"1.92555"},{"v":3.103402640522258E-3,"d":"0.00310"},{"v":-1.0780025005340805E-3,"d":"-0.00108"},{"v":2.9101578235626317E-3,"d":"0.00291"},"OK"]
[{"$nulls":13},0.2526809573173523,0.31558236479759216,8.5211820602417,null,{"v":0.6183128725109599,"d":"0.61831"},{"v":0.001694722309966176,"d":"0.00169"},{"v":1.3809573173522716E-3,"d":"0.00138"},{"v":9.8236479759217232E-4,"d":"0.00098"},"OK"]
[{"$nulls":13},0.2542276084423065,0.31388160586357117,8.450931549072266,null,{"v":-0.2406313862459477,"d":"-0.24063"},{"v":3.0144620294041817E-3,"d":"0.00301"},{"v":2.9276084423064948E-3,"d":"0.00293"},{"v":-7.1839413642882366E-4,"d":"-0.00072"},"OK"]
[{"$nulls":13},0.2549530565738678,0.3132913112640381,8.499714851379395,null,{"v":-0.3440009397949569,"d":"-0.34400"},{"v":3.8803979872575095E-3,"d":"0.00388"},{"v":3.6530565738677745E-3,"d":"0.00365"},{"v":-1.3086887359619048E-3,"d":"-0.00131"},"OK"]
[{"$nulls":13},0.25456899404525757,0.3139965832233429,8.51644229888916,null,{"v":-0.18253328335479038,"d":"-0.18253"},{"v":3.324219287935218E-3,"d":"0.00332"},{"v":3.2689940452575454E-3,"d":"0.00327"},{"v":-6.0341677665709526E-4,"d":"-0.00060"},"OK"]
[{"$nulls":13},0.247954323887825,0.30836987495422363,8.242613792419434,null,{"v":-2.063616306098476,"d":"-2.06362"},{"v":0.007071633950763314,"d":"0.00707"},{"v":-3.3456761121750085E-3,"d":"-0.00335"},{"v":-0.006230125045776359,"d":"-0.00623"},"NG"]
[{"$nulls":13},0.2509598433971405,0.31459832191467285,8.478412628173828,null,{"v":-3.1366594207789564,"d":"-3.13666"},{"v":3.4016074206071262E-4,"d":"0.00034"},{"v":-3.4015660285952043E-4,"d":"-0.00034"},{"v":-1.6780853271392714E-6,"d":"-0.00000"},"OK"]
[{"$nulls":13},0.2529604434967041,0.31771841645240784,8.59473991394043,null,{"v":1.0815163115883304,"d":"1.08152"},{"v":3.5329299138809425E-3,"d":"0.00353"},{"v":1.6604434967040784E-3,"d":"0.00166"},{"v":0.003118416452407846,"d":"0.00312"},"OK"]
[{"$nulls":13},0.24732784926891327,0.31330642104148865,8.421248435974121,null,{"v":-2.826762022043461,"d":"-2.82676"},{"v":0.004177478659715251,"d":"0.00418"},{"v":-0.003972150731086754,"d":"-0.00397"},{"v":-1.2935789585113444E-3,"d":"-0.00129"},"OK"]
[{"$nulls":13},0.2523259222507477,0.31635522842407227,8.559382438659668,null,{"v":1.0418555753017482,"d":"1.04186"},{"v":2.0330625384503993E-3,"d":"0.00203"},{"v":1.0259222507476573E-3,"d":"0.00103"},{"v":0.001755228424072275,"d":"0.00176"},"OK"]
[{"$nulls":13},0.25366440415382385,0.3136502504348755,8.43478012084961,null,{"v":-0.38195953274569966,"d":"-0.38196"},{"v":2.5480249682986937E-3,"d":"0.00255"},{"v":0.002364404153823829,"d":"0.00236"},{"v":-9.4974956512450237E-4,"d":"-0.00095"},"OK"]
[{"$nulls":13},0.25142794847488403,0.3132163882255554,8.490935325622559,null,{"v":-1.4785843201035043,"d":"-1.47858"},{"v":1.3895151509094091E-3,"d":"0.00139"},{"v":1.2794847488400974E-4,"d":"0.00013"},{"v":-1.3836117744445708E-3,"d":"-0.00138"},"OK"]
[{"$nulls":13},0.2492516189813614,0.31274348497390747,8.476675987243652,null,{"v":-2.4052897314759694,"d":"-2.40529"},{"v":0.002764509511581821,"d":"0.00276"},{"v":-2.0483810186386338E-3,"d":"-0.00205"},{"v":-1.8565150260925203E-3,"d":"-0.00186"},"OK"]
[{"$nulls":13},0.2563568651676178,0.3164716958999634,8.559833526611328,null,{"v":0.3544939812482257,"d":"0.35449"},{"v":0.005392136020669888,"d":"0.00539"},{"v":5.0568651676177745E-3,"d":"0.00506"},{"v":1.8716958999633881E-3,"d":"0.00187"},"OK"]
[{"$nulls":13},0.25794488191604614,0.3187277317047119,8.65226936340332,null,{"v":0.5558545767425325,"d":"0.55585"},{"v":0.007822571489240654,"d":"0.00782"},{"v":0.006644881916046118,"d":"0.00664"},{"v":0.004127731704711922,"d":"0.00413"},"NG"]
[{"$nulls":13},0.2556290924549103,0.31813856959342957,8.649346351623535,null,{"v":0.6852567801387343,"d":"0.68526"},{"v":0.005591289319173642,"d":"0.00559"},{"v":4.329092454910255E-3,"d":"0.00433"},{"v":3.5385695934295747E-3,"d":"0.00354"},"OK"]
[{"$nulls":13},0.25556543469429016,0.32097747921943665,8.682975769042969,null,{"v":0.9812991220002476,"d":"0.98130"},{"v":0.00767242949303546,"d":"0.00767"},{"v":0.004265434694290138,"d":"0.00427"},{"v":0.006377479219436655,"d":"0.00638"},"NG"]
[{"$nulls":13},0.24749526381492615,0.3100181221961975,8.354907989501953,null,{"v":-2.2637938329660523,"d":"-2.26379"},{"v":5.9556378035428206E-3,"d":"0.00596"},{"v":-3.804736185073875E-3,"d":"-0.00380"},{"v":-0.004581877803802482,"d":"-0.00458"},"OK"]
[{"$nulls":13},0.24934925138950348,0.30941447615623474,8.343707084655762,null,{"v":-1.9306109568202101,"d":"-1.93061"},{"v":0.005540313860749419,"d":"0.00554"},{"v":-1.9507486104965437E-3,"d":"-0.00195"},{"v":-5.1855238437652496E-3,"d":"-0.00519"},"OK"]
[{"$nulls":13},0.2530456781387329,0.31634077429771423,8.568974494934082,null,{"v":0.7839916225441931,"d":"0.78399"},{"v":2.4652965987143273E-3,"d":"0.00247"},{"v":1.745678138732887E-3,"d":"0.00175"},{"v":1.7407742977142426E-3,"d":"0.00174"},"OK"]
[{"$nulls":13},0.2492893636226654,0.3148787319660187,8.471006393432617,null,{"v":3.0038418750560436,"d":"3.00384"},{"v":2.0298645646303396E-3,"d":"0.00203"},{"v":-2.0106363773346177E-3,"d":"-0.00201"},{"v":2.7873196601868654E-4,"d":"0.00028"},"OK"]
[{"$nulls":13},0.24734023213386536,0.3165808320045471,8.53879165649414,null,{"v":2.677753522113579,"d":"2.67775"},{"v":0.004427579133557173,"d":"0.00443"},{"v":-0.003959767866134667,"d":"-0.00396"},{"v":0.001980832004547128,"d":"0.00198"},"OK"]
[{"$nulls":13},0.2553189694881439,0.3160860240459442,8.577966690063477,null,{"v":0.3541622109714347,"d":"0.35416"},{"v":0.004284901773874876,"d":"0.00428"},{"v":4.0189694881438975E-3,"d":"0.00402"},{"v":0.001486024045944223,"d":"0.00149"},"OK"]
[{"$nulls":13},0.2501123547554016,0.3158383369445801,8.530556678771973,null,{"v":2.3353021998214656,"d":"2.33530"},{"v":1.7158029069007804E-3,"d":"0.00172"},{"v":-1.1876452445984114E-3,"d":"-0.00119"},{"v":1.2383369445800878E-3,"d":"0.00124"},"OK"]
[{"$nulls":13},0.25515255331993103,0.3133017122745514,8.449508666992188,null,{"v":-0.32504161505562684,"d":"-0.32504"},{"v":4.0654296330107495E-3,"d":"0.00407"},{"v":3.8525533199310065E-3,"d":"0.00385"},{"v":-0.001298287725448599,"d":"-0.00130"},"OK"]
[{"$nulls":13},0.24928532540798187,0.312541127204895,8.44413948059082,null,{"v":-2.3453448634130134,"d":"-2.34534"},{"v":0.002880602523457004,"d":"0.00288"},{"v":-2.0146745920181504E-3,"d":"-0.00201"},{"v":-2.0588727951049717E-3,"d":"-0.00206"},"OK"]
[{"$nulls":13},0.24913722276687622,0.31426674127578735,8.414390563964844,null,{"v":-2.9887067606274464,"d":"-2.98871"},{"v":2.1883022500062657E-3,"d":"0.00219"},{"v":-2.1627772331238027E-3,"d":"-0.00216"},{"v":-3.3325872421263714E-4,"d":"-0.00033"},"OK"]
[{"$nulls":13},0.25261732935905457,0.31403759121894836,8.469442367553711,null,{"v":-0.403505110213026,"d":"-0.40351"},{"v":1.4323617829413863E-3,"d":"0.00143"},{"v":0.001317329359054542,"d":"0.00132"},{"v":-5.6240878105162651E-4,"d":"-0.00056"},"OK"]
[{"$nulls":13},0.25041940808296204,0.32018136978149414,8.638161659240723,null,{"v":1.7272798563587901,"d":"1.72728"},{"v":5.6504097870976305E-3,"d":"0.00565"},{"v":-8.8059191703798712E-4,"d":"-0.00088"},{"v":0.00558136978149415,"d":"0.00558"},"OK"]
[{"$nulls":13},0.25457993149757385,0.3162107765674591,8.568124771118164,null,{"v":0.4565028354683554,"d":"0.45650"},{"v":0.003654114363160008,"d":"0.00365"},{"v":0.003279931497573829,"d":"0.00328"},{"v":1.6107765674591157E-3,"d":"0.00161"},"OK"]
[{"$nulls":13},0.2563997209072113,0.315661758184433,8.585094451904297,null,{"v":0.20526690179204368,"d":"0.20527"},{"v":5.2090770558380385E-3,"d":"0.00521"},{"v":0.00509972090721128,"d":"0.00510"},{"v":1.0617581844329926E-3,"d":"0.00106"},"OK"]
[{"$nulls":13},0.25638851523399353,0.3188874423503876,8.660048484802246,null,{"v":0.7001661071069072,"d":"0.70017"},{"v":0.006653957408526222,"d":"0.00665"},{"v":0.005088515233993507,"d":"0.00509"},{"v":4.2874423503875825E-3,"d":"0.00429"},"OK"]
[{"$nulls":13},0.24800722301006317,0.316785991191864,8.51911735534668,null,{"v":2.5555254720333043,"d":"2.55553"},{"v":3.9523332091771675E-3,"d":"0.00395"},{"v":-3.292776989936852E-3,"d":"-0.00329"},{"v":2.1859911918640225E-3,"d":"0.00219"},"OK"]
[{"$nulls":13},0.2504720389842987,0.31528326869010925,8.533061981201172,null,{"v":2.4516482830234465,"d":"2.45165"},{"v":0.001073487562296268,"d":"0.00107"},{"v":-8.279610157013172E-4,"d":"-0.00083"},{"v":6.8326869010926228E-4,"d":"0.00068"},"OK"]
[{"$nulls":13},0.24902978539466858,0.31825628876686096,8.579081535339355,null,{"v":2.1264468104658105,"d":"2.12645"},{"v":0.004303756719533985,"d":"0.00430"},{"v":-0.002270214605331444,"d":"-0.00227"},{"v":3.6562887668609716E-3,"d":"0.00366"},"OK"]
[{"$nulls":13},0.2549316883087158,0.31245678663253784,8.501932144165039,null,{"v":-0.5331397567988687,"d":"-0.53314"},{"v":0.004216932950632657,"d":"0.00422"},{"v":3.631688308715797E-3,"d":"0.00363"},{"v":-2.1432133674621485E-3,"d":"-0.00214"},"OK"]
[{"$nulls":13},0.24726633727550507,0.31163230538368225,8.339462280273438,null,{"v":-2.5072857959392523,"d":"-2.50729"},{"v":0.005007758611464952,"d":"0.00501"},{"v":-4.0336627244949574E-3,"d":"-0.00403"},{"v":-2.9676946163177407E-3,"d":"-0.00297"},"OK"]
[{"$nulls":13},0.24969786405563354,0.3179405629634857,8.590719223022461,null,{"v":2.017991627559061,"d":"2.01799"},{"v":3.7048887294011423E-3,"d":"0.00370"},{"v":-0.001602135944366479,"d":"-0.00160"},{"v":3.3405629634857266E-3,"d":"0.00334"},"OK"]
[{"$nulls":13},0.2546175718307495,0.3140591084957123,8.519046783447266,null,{"v":-0.16161637938475712,"d":"-0.16162"},{"v":3.3613756814127654E-3,"d":"0.00336"},{"v":3.3175718307494884E-3,"d":"0.00332"},{"v":-5.4089150428771049E-4,"d":"-0.00054"},"OK"]
[{"$nulls":13},0.24769823253154755,0.31952860951423645,8.644511222839355,null,{"v":2.20188778792738,"d":"2.20189"},{"v":0.006104418124655676,"d":"0.00610"},{"v":-3.6017674684524774E-3,"d":"-0.00360"},{"v":0.004928609514236459,"d":"0.00493"},"OK"]
[{"$nulls":13},0.2545231282711029,0.3123125433921814,8.450764656066895,null,{"v":-0.6172069191112296,"d":"-0.61721"},{"v":0.003952342796954182,"d":"0.00395"},{"v":0.003223128271102882,"d":"0.00322"},{"v":-2.2874566078185943E-3,"d":"-0.00229"},"OK"]
[{"$nulls":13},0.2521170675754547,0.32167690992355347,8.723999977111816,null,{"v":1.4558498520779113,"d":"1.45585"},{"v":0.007123921215801665,"d":"0.00712"},{"v":0.000817067575454689,"d":"0.00082"},{"v":7.076909923553476E-3,"d":"0.00708"},"NG"]
[{"$nulls":13},0.25173360109329224,0.3136228024959564,8.444303512573242,null,{"v":-1.1531779489238134,"d":"-1.15318"},{"v":1.0690766436571258E-3,"d":"0.00107"},{"v":4.3360109329221291E-4,"d":"0.00043"},{"v":-9.7719750404356986E-4,"d":"-0.00098"},"OK"]
[{"$nulls":13},0.2504672706127167,0.3116137981414795,8.36166000366211,null,{"v":-1.842746706056883,"d":"-1.84275"},{"v":3.1001354441824924E-3,"d":"0.00310"},{"v":-8.3272938728334823E-4,"d":"-0.00083"},{"v":-2.9862018585204986E-3,"d":"-0.00299"},"OK"]
[{"$nulls":13},0.2488991618156433,0.3220360279083252,8.672922134399414,null,{"v":1.8830965941842999,"d":"1.88310"},{"v":0.007813996099362768,"d":"0.00781"},{"v":-0.002400838184356712,"d":"-0.00240"},{"v":7.4360279083252045E-3,"d":"0.00744"},"NG"]
[{"$nulls":13},0.24963119626045227,0.311053991317749,8.390242576599121,null,{"v":-2.010660559189632,"d":"-2.01066"},{"v":0.003919066661301872,"d":"0.00392"},{"v":-1.6688037395477533E-3,"d":"-0.00167"},{"v":-0.003546008682250967,"d":"-0.00355"},"OK"]
[{"$nulls":13},0.25422871112823486,0.3194836676120758,8.673699378967285,null,{"v":1.030601109417678,"d":"1.03060"},{"v":5.694520016461869E-3,"d":"0.00569"},{"v":0.00292871112823484,"d":"0.00293"},{"v":0.004883667612075816,"d":"0.00488"},"OK"]
[{"$nulls":13},0.24841001629829407,0.31009718775749207,8.34802532196045,null,{"v":-2.1413978277688783,"d":"-2.14140"},{"v":0.005350450811605066,"d":"0.00535"},{"v":-0.002889983701705955,"d":"-0.00289"},{"v":-0.004502812242507925,"d":"-0.00450"},"OK"]
[{"$nulls":13},0.25057005882263184,0.32212603092193604,8.687943458557129,null,{"v":1.6674827746577696,"d":"1.66748"},{"v":0.007561346147370531,"d":"0.00756"},{"v":-7.299411773681858E-4,"d":"-0.00073"},{"v":0.007526030921936044,"d":"0.00753"},"NG"]
[{"$nulls":13},0.2517072260379791,0.3104914128780365,8.4071044921875,null,{"v":-1.4720031628859844,"d":"-1.47200"},{"v":0.004128719073123334,"d":"0.00413"},{"v":4.0722603797910245E-4,"d":"0.00041"},{"v":-0.004108587121963492,"d":"-0.00411"},"OK"]
[{"$nulls":13},0.2529630959033966,0.311458021402359,8.415943145751953,null,{"v":-1.0839728029027396,"d":"-1.08397"},{"v":0.00355498487928268,"d":"0.00355"},{"v":0.001663095903396583,"d":"0.00166"},{"v":-3.1419785976409824E-3,"d":"-0.00314"},"OK"]
[{"$nulls":13},0.25160661339759827,0.31394150853157043,8.453596115112305,null,{"v":-1.1350207635509972,"d":"-1.13502"},{"v":7.2637647923184544E-4,"d":"0.00073"},{"v":3.066133975982433E-4,"d":"0.00031"},{"v":-6.5849146842955608E-4,"d":"-0.00066"},"OK"]
[{"$nulls":13},0.25366246700286865,0.3130800127983093,8.44468879699707,null,{"v":-0.5717142954575153,"d":"-0.57171"},{"v":0.002809201209053296,"d":"0.00281"},{"v":2.362467002868629E-3,"d":"0.00236"},{"v":-1.5199872016906646E-3,"d":"-0.00152"},"OK"]
[{"$nulls":13},0.24427789449691772,0.3162301182746887,8.483241081237793,null,{"v":2.9134918305809494,"d":"2.91349"},{"v":0.007208831478533318,"d":"0.00721"},{"v":-0.007022105503082298,"d":"-0.00702"},{"v":1.6301182746887308E-3,"d":"0.00163"},"NG"]
[{"$nulls":13},0.25022703409194946,0.31670522689819336,8.544513702392578,null,{"v":2.0421480582874074,"d":"2.04215"},{"v":2.3628872450279204E-3,"d":"0.00236"},{"v":-1.0729659080505603E-3,"d":"-0.00107"},{"v":2.1052268981933686E-3,"d":"0.00211"},"OK"]
[{"$nulls":13},0.2509392499923706,0.30892035365104675,8.362875938415527,null,{"v":-1.6342273979719733,"d":"-1.63423"},{"v":5.6910915664029225E-3,"d":"0.00569"},{"v":-3.6075000762941757E-4,"d":"-0.00036"},{"v":-0.005679646348953238,"d":"-0.00568"},"OK"]
[{"$nulls":13},0.2529071569442749,0.3211246430873871,8.715591430664062,null,{"v":1.3292831896930604,"d":"1.32928"},{"v":0.006719666722488487,"d":"0.00672"},{"v":1.6071569442748783E-3,"d":"0.00161"},{"v":0.006524643087387095,"d":"0.00652"},"OK"]
[{"$nulls":13},0.2555445730686188,0.31624963879585266,8.547027587890625,null,{"v":0.37068079194414155,"d":"0.37068"},{"v":0.004553867443352502,"d":"0.00455"},{"v":0.004244573068618752,"d":"0.00424"},{"v":1.6496387958526704E-3,"d":"0.00165"},"OK"]
[{"$nulls":13},0.25114142894744873,0.3174090087413788,8.516430854797363,null,{"v":1.6271873703371593,"d":"1.62719"},{"v":2.8134809201147424E-3,"d":"0.00281"},{"v":-1.5857105255129262E-4,"d":"-0.00016"},{"v":2.8090087413787934E-3,"d":"0.00281"},"OK"]
[{"$nulls":13},0.24980130791664124,0.32130372524261475,8.7160005569458,null,{"v":1.7907407670438864,"d":"1.79074"},{"v":0.006869207384348835,"d":"0.00687"},{"v":-1.4986920833587874E-3,"d":"-0.00150"},{"v":0.006703725242614755,"d":"0.00670"},"OK"]
[{"$nulls":13},0.2508642077445984,0.3175123929977417,8.673290252685547,null,{"v":1.7193280542804468,"d":"1.71933"},{"v":0.002944817118797529,"d":"0.00294"},{"v":-4.3579225540163415E-4,"d":"-0.00044"},{"v":2.9123929977417085E-3,"d":"0.00291"},"OK"]
[{"$nulls":13},0.2503087520599365,0.3138761520385742,8.486437797546387,null,{"v":-2.5108589630392464,"d":"-2.51086"},{"v":1.227407165507998E-3,"d":"0.00123"},{"v":-0.0009912479400635,"d":"-0.00099"},{"v":-0.000723847961425772,"d":"-0.00072"},"OK"]
[{"$nulls":13},0.2501882016658783,0.31164616346359253,8.417337417602539,null,{"$f":"(ATAN2($N643-$A$3, $O643-$A$6))-$C$15","v":{"v":-1.9307861968367752,"d":"-1.93079"}},{"$f":"SQRT(($N643-$A$3)^2+($O643-$A$6)^2)","v":{"v":0.003156144137958765,"d":"0.00316"}},{"v":-1.1117983341217272E-3,"d":"-0.00111"},{"v":-2.9538365364074615E-3,"d":"-0.00295"},{"$f":"IF(($T643/$A$9)^2 +($U643/$A$12)^2<=1, \"OK\", \"NG\")","v":"OK"}]
[{"$nulls":13},0.25126051902770996,0.30902737379074097,8.289350509643555,null,{"v":-1.5778810136645984,"d":"-1.57788"},{"v":5.572766065006997E-3,"d":"0.00557"},{"$f":"$S644*COS($R644)","v":{"v":-3.9480972290061879E-5,"d":"-0.00004"}},{"$f":"$S644*SIN($R644)","v":{"v":-5.572626209259024E-3,"d":"-0.00557"}},"OK"]
[{"$nulls":13},0.254163533449173,0.3186666667461395,8.593643188476562,null,{"v":0.9572921884490154,"d":"0.95729"},{"v":0.004973691007560627,"d":"0.00497"},{"v":0.00286353344917295,"d":"0.00286"},{"v":0.004066666746139536,"d":"0.00407"},"OK"]
[{"$nulls":13},0.2503795623779297,0.3175334930419922,8.59719181060791,null,{"v":1.8748363938190598,"d":"1.87484"},{"v":3.0745059511308685E-3,"d":"0.00307"},{"v":-9.2043762207033532E-4,"d":"-0.00092"},{"v":2.9334930419921967E-3,"d":"0.00293"},"OK"]
[{"$nulls":13},0.2563759386539459,0.3181518018245697,8.634278297424316,null,{"v":0.6105467528911989,"d":"0.61055"},{"v":0.006195195672425435,"d":"0.00620"},{"v":5.0759386539458995E-3,"d":"0.00508"},{"v":3.5518018245697114E-3,"d":"0.00355"},"OK"]
[{"$nulls":13},0.24794383347034454,0.3149666488170624,8.450366973876953,null,{"v":3.0327778647214467,"d":"3.03278"},{"v":3.3761346433211097E-3,"d":"0.00338"},{"v":-0.00335616652965548,"d":"-0.00336"},{"v":3.6664881706238809E-4,"d":"0.00037"},"OK"]
[{"$nulls":13},0.2467801570892334,0.31284642219543457,8.426299095153809,null,{"v":-2.7714970297718704,"d":"-2.77150"},{"v":4.8480939609986725E-3,"d":"0.00485"},{"v":-0.004519842910766625,"d":"-0.00452"},{"v":-1.7535778045654215E-3,"d":"-0.00175"},"OK"]
[{"$nulls":13},0.2484746277332306,0.31094881892204285,8.345216751098633,null,{"v":-2.2293713870630807,"d":"-2.22937"},{"v":4.6166927242195935E-3,"d":"0.00462"},{"v":-0.002825372266769432,"d":"-0.00283"},{"v":-3.6511810779571445E-3,"d":"-0.00365"},"OK"]
[{"$nulls":13},0.2510994076728821,0.31602415442466736,8.552268981933594,null,{"v":1.7107259525115956,"d":"1.71073"},{"v":1.4382117740438063E-3,"d":"0.00144"},{"v":-2.005923271179432E-4,"d":"-0.00020"},{"v":1.4241544246673676E-3,"d":"0.00142"},"OK"]
[{"$nulls":13},0.25281092524528503,0.3117508888244629,8.460269927978516,null,{"v":-1.0831921729314145,"d":"-1.08319"},{"v":3.2249541992732185E-3,"d":"0.00322"},{"v":1.5109252452850108E-3,"d":"0.00151"},{"v":-2.8491111755370997E-3,"d":"-0.00285"},"OK"]
[{"$nulls":13},0.2528343200683594,0.31312718987464905,8.447355270385742,null,{"v":-0.7649463163801081,"d":"-0.76495"},{"v":2.126806934704348E-3,"d":"0.00213"},{"v":1.5343200683593514E-3,"d":"0.00153"},{"v":-1.4728101253509427E-3,"d":"-0.00147"},"OK"]
[{"$nulls":13},0.24377009272575378,0.30968743562698364,8.278871536254883,null,{"v":-2.5635271875243406,"d":"-2.56353"},{"v":0.008990705883176022,"d":"0.00899"},{"v":-7.5299072742462374E-3,"d":"-0.00753"},{"v":-0.004912564373016351,"d":"-0.00491"},"NG"]
[{"$nulls":13},0.2474490851163864,0.31107088923454285,8.336905479431152,null,{"v":-2.3997716278876737,"d":"-2.39977"},{"v":0.005223424952624699,"d":"0.00522"},{"v":-0.003850914883613609,"d":"-0.00385"},{"v":-3.5291107654571454E-3,"d":"-0.00353"},"OK"]
[{"$nulls":13},0.25807857513427734,0.31710511445999146,8.633156776428223,null,{"v":0.3539959917949854,"d":"0.35400"},{"v":0.007226664466315086,"d":"0.00723"},{"v":6.7785751342773195E-3,"d":"0.00678"},{"v":2.5051144599914643E-3,"d":"0.00251"},"NG"]
[{"$nulls":13},0.2512998580932617,0.3187939524650574,8.6187105178833,null,{"v":1.5708301628336767,"d":"1.57083"},{"v":0.004193952467458163,"d":"0.00419"},{"v":-1.4190673830370687E-7,"d":"-0.00000"},{"v":0.004193952465057382,"d":"0.00419"},"OK"]
[{"$nulls":13},0.25180307030677795,0.3101203441619873,8.335274696350098,null,{"v":-1.4589637765468113,"d":"-1.45896"},{"v":0.004507815009580893,"d":"0.00451"},{"v":5.0307030677793031E-4,"d":"0.00050"},{"v":-0.004479655838012686,"d":"-0.00448"},"OK"]
[{"$nulls":13},0.24683533608913422,0.31471219658851624,8.515973091125488,null,{"v":3.116468034612491,"d":"3.11647"},{"v":0.004466073433281438,"d":"0.00447"},{"v":-0.004464663910865807,"d":"-0.00446"},{"v":1.121965885162457E-4,"d":"0.00011"},"OK"]
[{"$nulls":13},0.24996519088745117,0.31297567486763,8.458521842956543,null,{"v":-2.258666805271675,"d":"-2.25867"},{"v":0.002102414683784392,"d":"0.00210"},{"v":-1.3348091125488513E-3,"d":"-0.00133"},{"v":-1.6243251323699863E-3,"d":"-0.00162"},"OK"]
[{"$nulls":13},0.2569657862186432,0.3211563527584076,8.817404747009277,null,{"v":0.8581346495802328,"d":"0.85813"},{"v":0.008665269468865108,"d":"0.00867"},{"v":0.005665786218643164,"d":"0.00567"},{"v":0.006556352758407603,"d":"0.00656"},"NG"]
[{"$nulls":13},0.254855215549469,0.3143564760684967,8.497386932373047,null,{"v":-0.0683908278082317,"d":"-0.06839"},{"v":3.563546198437839E-3,"d":"0.00356"},{"v":0.003555215549468971,"d":"0.00356"},{"v":-2.4352393150328669E-4,"d":"-0.00024"},"OK"]
[{"$nulls":13},0.25407710671424866,0.3149694502353668,8.495720863342285,null,{"v":0.13225763560273346,"d":"0.13226"},{"v":0.002801573696824242,"d":"0.00280"},{"v":2.7771067142486334E-3,"d":"0.00278"},{"v":3.6945023536683053E-4,"d":"0.00037"},"OK"]
[{"$nulls":13},0.25040993094444275,0.31134071946144104,8.391919136047363,null,{"v":-1.8373837141080256,"d":"-1.83738"},{"v":3.3786287977062147E-3,"d":"0.00338"},{"v":-8.900690555572739E-4,"d":"-0.00089"},{"v":-0.003259280538558951,"d":"-0.00326"},"OK"]
[{"$nulls":13},0.2493923157453537,0.31305569410324097,8.43614387512207,null,{"v":-2.461074572983519,"d":"-2.46107"},{"v":0.00245441233662769,"d":"0.00245"},{"v":-1.9076842546463246E-3,"d":"-0.00191"},{"v":-1.5443058967590244E-3,"d":"-0.00154"},"OK"]
[{"$nulls":13},0.2521871328353882,0.3175550699234009,8.576347351074219,null,{"v":1.2791495855568182,"d":"1.27915"},{"v":0.003085359447424622,"d":"0.00309"},{"v":8.8713283538816045E-4,"d":"0.00089"},{"v":0.002955069923400888,"d":"0.00296"},"OK"]
[{"$nulls":13},0.24799518287181854,0.3184727728366852,8.58948802947998,null,{"v":2.277229998631703,"d":"2.27723"},{"v":5.091187061510149E-3,"d":"0.00509"},{"v":-3.3048171281814796E-3,"d":"-0.00330"},{"v":3.8727728366851916E-3,"d":"0.00387"},"OK"]
[{"$nulls":13},0.25415241718292236,0.31845593452453613,8.59925365447998,null,{"v":0.9338892974053598,"d":"0.93389"},{"v":0.004796302205130571,"d":"0.00480"},{"v":2.8524171829223395E-3,"d":"0.00285"},{"v":3.8559345245361416E-3,"d":"0.00386"},"OK"]
[{"$nulls":13},0.252848356962204,0.31935781240463257,8.677718162536621,null,{"v":1.2561713618633847,"d":"1.25617"},{"v":0.005003417647976341,"d":"0.00500"},{"v":1.5483569622039563E-3,"d":"0.00155"},{"v":0.004757812404632578,"d":"0.00476"},"OK"]
[{"$nulls":13},0.24869298934936523,0.31660494208335876,8.497364044189453,null,{"v":2.486005654747337,"d":"2.48601"},{"v":3.288813964052428E-3,"d":"0.00329"},{"v":-2.607010650634789E-3,"d":"-0.00261"},{"v":0.002004942083358774,"d":"0.00200"},"OK"]
[{"$nulls":13},0.24875958263874054,0.31673210859298706,8.519054412841797,null,{"v":2.4433580944214204,"d":"2.44336"},{"v":3.316565606418468E-3,"d":"0.00332"},{"v":-0.002540417361259484,"d":"-0.00254"},{"v":2.1321085929870702E-3,"d":"0.00213"},"OK"]
[{"$nulls":13},0.2536323070526123,0.3159353733062744,8.53290843963623,null,{"v":0.5199946112152423,"d":"0.51999"},{"v":2.6875412656878913E-3,"d":"0.00269"},{"v":2.3323070526122813E-3,"d":"0.00233"},{"v":1.3353733062744237E-3,"d":"0.00134"},"OK"]
[{"$nulls":13},0.25112488865852356,0.31604093313217163,8.593960762023926,null,{"v":1.6917296607836638,"d":"1.69173"},{"v":1.4515344547421738E-3,"d":"0.00145"},{"v":-1.7511134147646368E-4,"d":"-0.00018"},{"v":0.00144093313217164,"d":"0.00144"},"OK"]
[{"$nulls":13},0.2479269653558731,0.30981677770614624,8.340156555175781,null,{"v":-2.1849906194511983,"d":"-2.18499"},{"v":5.8529119438874115E-3,"d":"0.00585"},{"v":-3.373034644126915E-3,"d":"-0.00337"},{"v":-4.7832222938537505E-3,"d":"-0.00478"},"OK"]
[{"$nulls":13},0.2536924183368683,0.3171691596508026,8.625993728637695,null,{"v":0.8210051041701123,"d":"0.82101"},{"v":0.0035105906639618,"d":"0.00351"},{"v":2.3924183368682628E-3,"d":"0.00239"},{"v":2.5691596508026215E-3,"d":"0.00257"},"OK"]
[{"$nulls":13},0.25367823243141174,0.3143795430660248,8.512680053710938,null,{"v":-0.09243365502517342,"d":"-0.09243"},{"v":0.002388428512130152,"d":"0.00239"},{"v":0.00237823243141172,"d":"0.00238"},{"v":-2.2045693397521049E-4,"d":"-0.00022"},"OK"]
[{"$nulls":13},0.2471882849931717,0.3154933452606201,8.509574890136719,null,{"v":2.9276494426589874,"d":"2.92765"},{"v":0.004207643764870043,"d":"0.00421"},{"v":-4.1117150068283315E-3,"d":"-0.00411"},{"v":8.9334526062012708E-4,"d":"0.00089"},"OK"]
[{"$nulls":13},0.24945400655269623,0.31537020206451416,8.495244979858398,null,{"v":2.746322451883188,"d":"2.74632"},{"v":2.0002257441775013E-3,"d":"0.00200"},{"v":-1.8459934473037953E-3,"d":"-0.00185"},{"v":7.7020206451416928E-4,"d":"0.00077"},"OK"]
[{"$nulls":13},0.2507317066192627,0.30761992931365967,8.24935531616211,null,{"v":-1.6520337100204037,"d":"-1.65203"},{"v":0.007003166723197251,"d":"0.00700"},{"v":-5.6829338073732707E-4,"d":"-0.00057"},{"v":-0.006980070686340323,"d":"-0.00698"},"NG"]
[{"$nulls":13},0.2555764317512512,0.3209719955921173,8.736735343933105,null,{"v":0.9797106967252348,"d":"0.97971"},{"v":0.007673994810336525,"d":"0.00767"},{"v":0.004276431751251197,"d":"0.00428"},{"v":0.006371995592117319,"d":"0.00637"},"NG"]
[{"$nulls":13},0.2539607286453247,0.3112727999687195,8.387598991394043,null,{"v":-0.8962444279583984,"d":"-0.89624"},{"v":4.2602508109504935E-3,"d":"0.00426"},{"v":2.6607286453246832E-3,"d":"0.00266"},{"v":-3.3272000312805083E-3,"d":"-0.00333"},"OK"]
[{"$nulls":13},0.25172194838523865,0.32111749053001404,8.69601058959961,null,{"v":1.506145623433401,"d":"1.50615"},{"v":0.006531134912756608,"d":"0.00653"},{"v":4.2194838523862351E-4,"d":"0.00042"},{"v":0.006517490530014047,"d":"0.00652"},"OK"]
[{"$nulls":13},0.2515999674797058,0.3101781904697418,8.378756523132324,null,{"v":-1.503061931591726,"d":"-1.50306"},{"v":4.431972474052949E-3,"d":"0.00443"},{"v":2.9996747970578724E-4,"d":"0.00030"},{"v":-4.4218095302581695E-3,"d":"-0.00442"},"OK"]
[{"$nulls":13},0.2531539797782898,0.30910050868988037,8.319489479064941,null,{"v":-1.2456430784192174,"d":"-1.24564"},{"v":5.8035890351047946E-3,"d":"0.00580"},{"v":1.853979778289772E-3,"d":"0.00185"},{"v":-0.00549949131011962,"d":"-0.00550"},"OK"]
[{"$nulls":13},0.2542181611061096,0.3143811523914337,8.494610786437988,null,{"v":-0.07485491534627149,"d":"-0.07485"},{"v":0.002926355842508897,"d":"0.00293"},{"v":2.9181611061095958E-3,"d":"0.00292"},{"v":-2.1884760856627494E-4,"d":"-0.00022"},"OK"]
[{"$nulls":13},0.2444712072610855,0.3177896738052368,8.550771713256836,null,{"v":2.704616359106972,"d":"2.70462"},{"v":7.5370039972701055E-3,"d":"0.00754"},{"v":-0.006828792738914513,"d":"-0.00683"},{"v":0.003189673805236826,"d":"0.00319"},"NG"]
[{"$nulls":13},0.25450798869132996,0.31778159737586975,8.645590782165527,null,{"v":0.7812678230113316,"d":"0.78127"},{"v":0.00451815817627516,"d":"0.00452"},{"v":3.2079886913299327E-3,"d":"0.00321"},{"v":0.00318159737586976,"d":"0.00318"},"OK"]
[{"$nulls":13},0.24988454580307007,0.31192758679389954,8.375386238098145,null,{"v":-2.057884702005472,"d":"-2.05788"},{"v":3.0241201906912917E-3,"d":"0.00302"},{"v":-1.4154541969299546E-3,"d":"-0.00142"},{"v":-2.6724132061004546E-3,"d":"-0.00267"},"OK"]
[{"$nulls":13},0.24967069923877716,0.3157431185245514,8.462637901306152,null,{"v":2.5297932139337496,"d":"2.52979"},{"v":1.9903117674610607E-3,"d":"0.00199"},{"v":-1.6293007612228623E-3,"d":"-0.00163"},{"v":0.001143118524551401,"d":"0.00114"},"OK"]
[{"$nulls":13},0.2545665204524994,0.3118553161621094,8.422264099121094,null,{"v":-0.6988045931782384,"d":"-0.69880"},{"v":0.004266549570387601,"d":"0.00427"},{"v":3.2665204524993663E-3,"d":"0.00327"},{"v":-2.7446838378906158E-3,"d":"-0.00274"},"OK"]
[{"$nulls":13},0.253415584564209,0.31361380219459534,8.461424827575684,null,{"v":-0.4362098188305086,"d":"-0.43621"},{"v":2.3341559844415227E-3,"d":"0.00233"},{"v":2.115584564208961E-3,"d":"0.00212"},{"v":-9.8619780540465363E-4,"d":"-0.00099"},"OK"]
[{"$nulls":13},0.2504715919494629,0.3181646466255188,8.56134033203125,null,{"v":1.7991387231887768,"d":"1.79914"},{"v":3.6596400728783913E-3,"d":"0.00366"},{"v":-8.284080505371323E-4,"d":"-0.00083"},{"v":0.003564646625518808,"d":"0.00356"},"OK"]
[{"$nulls":13},0.25218501687049866,0.3138231635093689,8.449074745178223,null,{"v":-0.7203936544082608,"d":"-0.72039"},{"v":1.1775949194197594E-3,"d":"0.00118"},{"v":8.8501687049863376E-4,"d":"0.00089"},{"v":-7.7683649063109417E-4,"d":"-0.00078"},"OK"]
[{"$nulls":13},0.24807597696781158,0.31365904211997986,8.490925788879395,null,{"v":-2.8576219445760858,"d":"-2.85762"},{"v":3.3585303696786065E-3,"d":"0.00336"},{"v":-0.003224023032188439,"d":"-0.00322"},{"v":-0.000940957880020132,"d":"-0.00094"},"OK"]
[{"$nulls":13},0.2526935338973999,0.31131401658058167,8.362075805664062,null,{"v":-1.1697015619392515,"d":"-1.16970"},{"v":3.5692609537402347E-3,"d":"0.00357"},{"v":1.3935338973998788E-3,"d":"0.00139"},{"v":-3.2859834194183257E-3,"d":"-0.00329"},"OK"]
[{"$nulls":13},0.25272294878959656,0.3165816366672516,8.547296524047852,null,{"v":0.9480471943723154,"d":"0.94805"},{"v":2.4396038897350233E-3,"d":"0.00244"},{"v":1.4229487895965343E-3,"d":"0.00142"},{"v":0.001981636667251596,"d":"0.00198"},"OK"]
[{"$nulls":13},0.25351306796073914,0.32232964038848877,8.76176929473877,null,{"v":1.29194664293745,"d":"1.29195"},{"v":0.008040212082663426,"d":"0.00804"},{"v":0.002213067960739113,"d":"0.00221"},{"v":0.00772964038848878,"d":"0.00773"},"NG"]
[{"$nulls":13},0.24398715794086456,0.31360962986946106,8.416923522949219,null,{"v":-3.0069827298180383,"d":"-3.00698"},{"v":7.3795997166055186E-3,"d":"0.00738"},{"v":-0.00731284205913546,"d":"-0.00731"},{"v":-0.000990370130538931,"d":"-0.00099"},"NG"]
[{"$nulls":13},0.25567522644996643,0.31643447279930115,8.548541069030762,null,{"v":0.39702121183188976,"d":"0.39702"},{"v":0.004744248827776793,"d":"0.00474"},{"v":0.004375226449966407,"d":"0.00438"},{"v":1.8344727993011567E-3,"d":"0.00183"},"OK"]
[{"$nulls":13},0.24871237576007843,0.314054399728775,8.524577140808105,null,{"v":-2.9337866113519584,"d":"-2.93379"},{"v":2.6445186448559137E-3,"d":"0.00264"},{"v":-2.5876242399215927E-3,"d":"-0.00259"},{"v":-5.4560027122496711E-4,"d":"-0.00055"},"OK"]
[{"$nulls":13},0.25417977571487427,0.31604254245758057,8.550490379333496,null,{"v":0.46438478341261547,"d":"0.46438"},{"v":3.2208751776344998E-3,"d":"0.00322"},{"v":2.8797757148742442E-3,"d":"0.00288"},{"v":1.4425424575805754E-3,"d":"0.00144"},"OK"]
[{"$nulls":13},0.2511565387248993,0.31286561489105225,8.417280197143555,null,{"v":-1.6533243808110927,"d":"-1.65332"},{"v":1.7403082610828484E-3,"d":"0.00174"},{"v":-1.4346127510073126E-4,"d":"-0.00014"},{"v":-1.7343851089477447E-3,"d":"-0.00173"},"OK"]
[{"$nulls":13},0.2559588551521301,0.3197936713695526,8.632316589355469,null,{"v":0.8396270817644849,"d":"0.83963"},{"v":0.006977044762894948,"d":"0.00698"},{"v":0.004658855152130104,"d":"0.00466"},{"v":5.1936713695526215E-3,"d":"0.00519"},"OK"]
[{"$nulls":13},0.2502846419811249,0.31374692916870117,8.455153465270996,null,{"v":-2.4428346177946256,"d":"-2.44283"},{"v":1.326152988801412E-3,"d":"0.00133"},{"v":-1.0153580188751454E-3,"d":"-0.00102"},{"v":-8.5307083129881889E-4,"d":"-0.00085"},"OK"]
[{"$nulls":13},0.2531318962574005,0.31279096007347107,8.445693969726562,null,{"v":-0.77912064863708,"d":"-0.77912"},{"v":2.5745813938684646E-3,"d":"0.00257"},{"v":1.8318962574004896E-3,"d":"0.00183"},{"v":-1.8090399265289216E-3,"d":"-0.00181"},"OK"]
[{"$nulls":13},0.2500632107257843,0.3164009749889374,8.542841911315918,null,{"v":2.1725627784920327,"d":"2.17256"},{"v":0.0021847559633957,"d":"0.00218"},{"v":-1.2367892742157216E-3,"d":"-0.00124"},{"v":1.8009749889373874E-3,"d":"0.00180"},"OK"]
[{"$nulls":13},0.25023820996284485,0.32145923376083374,8.66990852355957,null,{"$f":"(ATAN2($N707-$A$3, $O707-$A$6))-$C$15","v":{"v":1.724374558413848,"d":"1.72437"}},{"$f":"SQRT(($N707-$A$3)^2+($O707-$A$6)^2)","v":{"v":6.9409283146250325E-3,"d":"0.00694"}},{"v":-0.001061790037155174,"d":"-0.00106"},{"v":0.00685923376083375,"d":"0.00686"},{"$f":"IF(($T707/$A$9)^2 +($U707/$A$12)^2<=1, \"OK\", \"NG\")","v":"OK"}]
[{"$nulls":13},0.2529800534248352,0.31506019830703735,8.537631034851074,null,{"v":0.26736079953762437,"d":"0.26736"},{"v":1.7419420174335535E-3,"d":"0.00174"},{"$f":"$S708*COS($R708)","v":{"v":1.6800534248351817E-3,"d":"0.00168"}},{"$f":"$S708*SIN($R708)","v":{"v":4.6019830703736275E-4,"d":"0.00046"}},"OK"]
[{"$nulls":13},0.2528928816318512,0.3138006031513214,8.454038619995117,null,{"v":-0.46513112810722046,"d":"-0.46513"},{"v":1.7822197436809244E-3,"d":"0.00178"},{"v":0.001592881631851173,"d":"0.00159"},{"v":-7.9939684867857974E-4,"d":"-0.00080"},"OK"]
[{"$nulls":13},0.2549979090690613,0.32104843854904175,8.74746036529541,null,{"v":1.0501216269226945,"d":"1.05012"},{"v":0.007433497911738003,"d":"0.00743"},{"v":3.6979090690612564E-3,"d":"0.00370"},{"v":0.006448438549041756,"d":"0.00645"},"NG"]
[{"$nulls":13},0.2551347613334656,0.3163871467113495,8.553384780883789,null,{"v":0.43611126784830956,"d":"0.43611"},{"v":4.2307549979323815E-3,"d":"0.00423"},{"v":0.003834761333465553,"d":"0.00383"},{"v":1.7871467113494963E-3,"d":"0.00179"},"OK"]
[{"$nulls":13},0.2501280903816223,0.3126283288002014,8.376736640930176,null,{"v":-2.107068613247043,"d":"-2.10707"},{"v":2.2936563547666287E-3,"d":"0.00229"},{"v":-1.1719096183777087E-3,"d":"-0.00117"},{"v":-0.001971671199798575,"d":"-0.00197"},"OK"]
[{"$nulls":13},0.2562898099422455,0.3108859956264496,8.42357063293457,null,{"v":-0.6398545730653804,"d":"-0.63985"},{"v":0.006220291934184696,"d":"0.00622"},{"v":4.98980994224546E-3,"d":"0.00499"},{"v":-3.7140043735504062E-3,"d":"-0.00371"},"OK"]
[{"$nulls":13},0.24958276748657227,0.3170439600944519,8.536545753479004,null,{"v":2.1832942056259865,"d":"2.18329"},{"v":2.9869429938394905E-3,"d":"0.00299"},{"v":-0.001717232513427757,"d":"-0.00172"},{"v":2.443960094451914E-3,"d":"0.00244"},"OK"]
[{"$nulls":13},0.25151658058166504,0.31704720854759216,8.592663764953613,null,{"v":1.4825252340192825,"d":"1.48253"},{"v":0.002456773661484213,"d":"0.00246"},{"v":2.1658058166501565E-4,"d":"0.00022"},{"v":2.4472085475921723E-3,"d":"0.00245"},"OK"]
[{"$nulls":13},0.2514881193637848,0.31253480911254883,8.411553382873535,null,{"v":-1.479956475625497,"d":"-1.47996"},{"v":2.0737411353980773E-3,"d":"0.00207"},{"v":1.8811936378476671E-4,"d":"0.00019"},{"v":-0.002065190887451163,"d":"-0.00207"},"OK"]
[{"$nulls":13},0.2537299394607544,0.31715425848960876,8.653602600097656,null,{"v":0.8103356274864378,"d":"0.81034"},{"v":3.5254563129713777E-3,"d":"0.00353"},{"v":0.002429939460754371,"d":"0.00243"},{"v":0.002554258489608774,"d":"0.00255"},"OK"]
[{"$nulls":13},0.25213128328323364,0.31536218523979187,8.507458686828613,null,{"v":0.7420620189059208,"d":"0.74206"},{"v":1.1278112593604793E-3,"d":"0.00113"},{"v":8.3128328323361922E-4,"d":"0.00083"},{"v":7.6218523979187946E-4,"d":"0.00076"},"OK"]
[{"$nulls":13},0.2516063451766968,0.31137654185295105,8.393627166748047,null,{"v":-1.47604471592049,"d":"-1.47604"},{"v":0.00323798236453838,"d":"0.00324"},{"v":3.0634517669675409E-4,"d":"0.00031"},{"v":-3.223458147048941E-3,"d":"-0.00322"},"OK"]
[{"$nulls":13},0.25118282437324524,0.31755998730659485,8.604763984680176,null,{"v":1.6103621977695743,"d":"1.61036"},{"v":2.9623056869114736E-3,"d":"0.00296"},{"v":-1.1717562675478398E-4,"d":"-0.00012"},{"v":0.002959987306594858,"d":"0.00296"},"OK"]
[{"$nulls":13},0.2532486617565155,0.3137393295764923,8.51710033416748,null,{"v":-0.4159072823736875,"d":"-0.41591"},{"v":0.002130266701426581,"d":"0.00213"},{"v":1.9486617565154796E-3,"d":"0.00195"},{"v":-8.606704235076813E-4,"d":"-0.00086"},"OK"]
[{"$nulls":13},0.2491988092660904,0.31462132930755615,8.49246883392334,null,{"v":3.13144194492806,"d":"3.13144"},{"v":2.1012989886326308E-3,"d":"0.00210"},{"v":-2.1011907339096303E-3,"d":"-0.00210"},{"v":2.1329307556161815E-5,"d":"0.00002"},"OK"]
[{"$nulls":13},0.2567636966705322,0.3133224546909332,8.49779987335205,null,{"v":-0.2296975441630565,"d":"-0.22970"},{"v":0.005611069713014014,"d":"0.00561"},{"v":0.005463696670532202,"d":"0.00546"},{"v":-1.277545309066763E-3,"d":"-0.00128"},"OK"]
[{"$nulls":13},0.24986989796161652,0.32335370779037476,8.775946617126465,null,{"v":1.7327367107786336,"d":"1.73274"},{"v":0.008869757151098135,"d":"0.00887"},{"v":-1.4301020383835068E-3,"d":"-0.00143"},{"v":0.008753707790374765,"d":"0.00875"},"NG"]
[{"$nulls":13},0.2569848597049713,0.3192078769207001,8.721697807312012,null,{"v":0.6811423193603028,"d":"0.68114"},{"v":7.3177974542567616E-3,"d":"0.00732"},{"v":0.00568485970497129,"d":"0.00568"},{"v":4.6078769207000825E-3,"d":"0.00461"},"NG"]
[{"$nulls":13},0.25390416383743286,0.32093849778175354,8.694116592407227,null,{"v":1.180972712119354,"d":"1.18097"},{"v":0.006852607052902391,"d":"0.00685"},{"v":2.6041638374328375E-3,"d":"0.00260"},{"v":0.006338497781753549,"d":"0.00634"},"OK"]
[{"$nulls":13},0.25557059049606323,0.3171178102493286,8.582801818847656,null,{"v":0.5327147717797188,"d":"0.53271"},{"v":0.004957550971668337,"d":"0.00496"},{"v":0.004270590496063209,"d":"0.00427"},{"v":2.5178102493286225E-3,"d":"0.00252"},"OK"]
[{"$nulls":13},0.25176024436950684,0.3079516589641571,8.243532180786133,null,{"v":-1.501679647405375,"d":"-1.50168"},{"v":0.00666425265191343,"d":"0.00666"},{"v":4.6024436950681204E-4,"d":"0.00046"},{"v":-0.006648341035842887,"d":"-0.00665"},"OK"]
[{"$nulls":13},0.25094372034072876,0.31748583912849426,8.570284843444824,null,{"v":1.6936326659622245,"d":"1.69363"},{"v":2.9077487290271532E-3,"d":"0.00291"},{"v":-3.5627965927126305E-4,"d":"-0.00036"},{"v":2.8858391284942715E-3,"d":"0.00289"},"OK"]
[{"$nulls":13},0.2563830018043518,0.3154437839984894,8.550214767456055,null,{"v":0.16450104983965025,"d":"0.16450"},{"v":0.005152560410043751,"d":"0.00515"},{"v":0.005083001804351783,"d":"0.00508"},{"v":0.000843783998489389,"d":"0.00084"},"OK"]
[{"$nulls":13},0.257754921913147,0.3162877559661865,8.597582817077637,null,{"v":0.25574267739739664,"d":"0.25574"},{"v":0.006671921545268867,"d":"0.00667"},{"v":0.006454921913146949,"d":"0.00645"},{"v":1.6877559661865325E-3,"d":"0.00169"},"OK"]
[{"$nulls":13},0.24919922649860382,0.3153543472290039,8.520614624023438,null,{"v":2.7968511351956593,"d":"2.79685"},{"v":2.2321041745569014E-3,"d":"0.00223"},{"v":-2.1007735013962026E-3,"d":"-0.00210"},{"v":7.543472290039156E-4,"d":"0.00075"},"OK"]
[{"$nulls":13},0.2513442635536194,0.3138832151889801,8.470864295959473,null,{"v":-1.5091217263960615,"d":"-1.50912"},{"v":7.1815021234267618E-4,"d":"0.00072"},{"v":4.4263553619361386E-5,"d":"0.00004"},{"v":-7.1678481101988812E-4,"d":"-0.00072"},"OK"]
[{"$nulls":13},0.2508915364742279,0.3089617192745209,8.288300514221191,null,{"v":-1.6431146835195682,"d":"-1.64311"},{"v":5.653056871392283E-3,"d":"0.00565"},{"v":-4.0846352577211684E-4,"d":"-0.00041"},{"v":-0.005638280725479118,"d":"-0.00564"},"OK"]
[{"$nulls":13},0.2496148943901062,0.31130319833755493,8.361615180969238,null,{"v":-2.0433109746037905,"d":"-2.04331"},{"v":3.702496741118908E-3,"d":"0.00370"},{"v":-1.6851056098938224E-3,"d":"-0.00169"},{"v":-3.2968016624450587E-3,"d":"-0.00330"},"OK"]
[{"$nulls":13},0.2546989619731903,0.31505292654037476,8.538472175598145,null,{"v":0.1324739485845954,"d":"0.13247"},{"v":3.4290064080093876E-3,"d":"0.00343"},{"v":0.003398961973190284,"d":"0.00340"},{"v":4.529265403747651E-4,"d":"0.00045"},"OK"]
[{"$nulls":13},0.2491275668144226,0.3145270049571991,8.485857963562012,null,{"v":-3.1080046972765407,"d":"-3.10800"},{"v":0.002173659177992618,"d":"0.00217"},{"v":-2.1724331855774164E-3,"d":"-0.00217"},{"v":-7.29950428008944e-05,"d":"-0.00007"},"OK"]
[{"$nulls":13},0.25259363651275635,0.3207353949546814,8.690805435180664,null,{"v":1.362991970327806,"d":"1.36299"},{"v":6.270292391672528E-3,"d":"0.00627"},{"v":1.2936365127563247E-3,"d":"0.00129"},{"v":0.006135394954681406,"d":"0.00614"},"OK"]
[{"$nulls":13},0.24428826570510864,0.3141535520553589,8.426875114440918,null,{"v":-3.0780069443429423,"d":"-3.07801"},{"v":7.0259329337412696E-3,"d":"0.00703"},{"v":-0.007011734294891382,"d":"-0.00701"},{"v":-4.4644794464110404E-4,"d":"-0.00045"},"NG"]
[{"$nulls":13},0.24872955679893494,0.31085899472236633,8.359189987182617,null,{"v":-2.172811727220519,"d":"-2.17281"},{"v":0.004538975516257453,"d":"0.00454"},{"v":-2.5704432010650873E-3,"d":"-0.00257"},{"v":-3.7410052776336578E-3,"d":"-0.00374"},"OK"]
[{"$nulls":13},0.2580820620059967,0.3077320456504822,8.259119987487793,null,{"v":-0.7916905521880159,"d":"-0.79169"},{"v":0.009652210213222896,"d":"0.00965"},{"v":0.006782062005996682,"d":"0.00678"},{"v":-6.867954349517813E-3,"d":"-0.00687"},"NG"]
[{"$nulls":13},0.24967488646507263,0.3176799714565277,8.591428756713867,null,{"v":2.056309991507133,"d":"2.05631"},{"v":3.482415566015877E-3,"d":"0.00348"},{"v":-1.6251135349273904E-3,"d":"-0.00163"},{"v":3.0799714565277196E-3,"d":"0.00308"},"OK"]
[{"$nulls":13},0.2519699037075043,0.31478166580200195,8.480721473693848,null,{"v":0.2648131583785851,"d":"0.26481"},{"v":6.9409901379050725E-4,"d":"0.00069"},{"v":6.6990370750424921E-4,"d":"0.00067"},{"v":1.8166580200196236E-4,"d":"0.00018"},"OK"]
[{"$nulls":13},0.2457757145166397,0.3121163547039032,8.347660064697266,null,{"v":-2.7190824788583696,"d":"-2.71908"},{"v":0.006056915391392654,"d":"0.00606"},{"v":-0.005524285483360314,"d":"-0.00552"},{"v":-2.4836452960967934E-3,"d":"-0.00248"},"OK"]
[{"$nulls":13},0.2525455057621002,0.31368914246559143,8.48188304901123,null,{"v":-0.6314353265383696,"d":"-0.63144"},{"v":1.5430314486145874E-3,"d":"0.00154"},{"v":1.2455057621001964E-3,"d":"0.00125"},{"v":-0.00091085753440856,"d":"-0.00091"},"OK"]
[{"$nulls":13},0.24622710049152374,0.31380048394203186,8.455368995666504,null,{"v":-2.9852731454658397,"d":"-2.98527"},{"v":5.1355170479755775E-3,"d":"0.00514"},{"v":-0.005072899508476281,"d":"-0.00507"},{"v":-7.9951605796813128E-4,"d":"-0.00080"},"OK"]
[{"$nulls":13},0.25053486227989197,0.3186522424221039,8.601649284362793,null,{"v":1.7574175460334198,"d":"1.75742"},{"v":0.004123845823770642,"d":"0.00412"},{"v":-7.6513772010805494E-4,"d":"-0.00077"},{"v":0.004052242422103891,"d":"0.00405"},"OK"]
[{"$nulls":13},0.24758920073509216,0.3106876611709595,8.312905311584473,null,{"v":-2.3297627733296284,"d":"-2.32976"},{"v":5.3922561416960575E-3,"d":"0.00539"},{"v":-0.00371079926490786,"d":"-0.00371"},{"v":-3.912338829040519E-3,"d":"-0.00391"},"OK"]
[{"$nulls":13},0.2533226013183594,0.3141218423843384,8.573554039001465,null,{"v":-0.2321451437026098,"d":"-0.23215"},{"v":2.0783529051737544E-3,"d":"0.00208"},{"v":2.0226013183593516E-3,"d":"0.00202"},{"v":-4.781576156616118E-4,"d":"-0.00048"},"OK"]
[{"$nulls":13},0.25499266386032104,0.31645986437797546,8.597512245178223,null,{"v":0.46657505691386586,"d":"0.46658"},{"v":0.004134593316129537,"d":"0.00413"},{"v":3.692663860321022E-3,"d":"0.00369"},{"v":1.8598643779754729E-3,"d":"0.00186"},"OK"]
[{"$nulls":13},0.25259703397750854,0.30815181136131287,8.305289268493652,null,{"v":-1.3722980995516072,"d":"-1.37230"},{"v":6.5773424617321915E-3,"d":"0.00658"},{"v":1.2970339775085213E-3,"d":"0.00130"},{"v":-0.006448188638687124,"d":"-0.00645"},"OK"]
[{"$nulls":13},0.25156736373901367,0.31261494755744934,8.401846885681152,null,{"v":-1.4369135344571986,"d":"-1.43691"},{"v":2.0029769266308737E-3,"d":"0.00200"},{"v":2.6736373901364835E-4,"d":"0.00027"},{"v":-0.00198505244255065,"d":"-0.00199"},"OK"]
[{"$nulls":13},0.2492305487394333,0.31521865725517273,8.496892929077148,null,{"v":2.8511017462671986,"d":"2.85110"},{"v":2.1599456750666475E-3,"d":"0.00216"},{"v":-0.002069451260566735,"d":"-0.00207"},{"v":6.1865725517273916E-4,"d":"0.00062"},"OK"]
[{"$nulls":13},0.24675515294075012,0.31025567650794983,8.33385181427002,null,{"v":-2.3787488514602835,"d":"-2.37875"},{"v":0.006287191852930161,"d":"0.00629"},{"v":-0.004544847059249902,"d":"-0.00454"},{"v":-0.004344323492050162,"d":"-0.00434"},"OK"]
[{"$nulls":13},0.25289666652679443,0.31940940022468567,8.635554313659668,null,{"v":1.250256430469914,"d":"1.25026"},{"v":0.005067511669349403,"d":"0.00507"},{"v":1.5966665267944105E-3,"d":"0.00160"},{"v":0.004809400224685678,"d":"0.00481"},"OK"]
[{"$nulls":13},0.2532306909561157,0.31626030802726746,8.5331392288208,null,{"v":0.7102453431846405,"d":"0.71025"},{"v":0.002546407334547192,"d":"0.00255"},{"v":1.9306909561156993E-3,"d":"0.00193"},{"v":1.6603080272674653E-3,"d":"0.00166"},"OK"]
[{"$nulls":13},0.2524970471858978,0.3175017833709717,8.543100357055664,null,{"v":1.1795426224467649,"d":"1.17954"},{"v":3.1389916688824883E-3,"d":"0.00314"},{"v":1.1970471858978038E-3,"d":"0.00120"},{"v":2.9017833709716885E-3,"d":"0.00290"},"OK"]
[{"$nulls":13},0.2500452697277069,0.3131610155105591,8.470269203186035,null,{"v":-2.287899337802145,"d":"-2.28790"},{"v":1.9091947038110768E-3,"d":"0.00191"},{"v":-1.254730272293114E-3,"d":"-0.00125"},{"v":-0.001438984489440909,"d":"-0.00144"},"OK"]
[{"$nulls":13},0.2535475790500641,0.31526651978492737,8.536870002746582,null,{"v":0.28828874817952643,"d":"0.28829"},{"v":0.00234432510757073,"d":"0.00234"},{"v":2.2475790500640636E-3,"d":"0.00225"},{"v":6.6651978492737718E-4,"d":"0.00067"},"OK"]
[{"$nulls":13},0.25211289525032043,0.31120842695236206,8.433259963989258,null,{"v":-1.3355530972000618,"d":"-1.33555"},{"v":3.4876304886638323E-3,"d":"0.00349"},{"v":8.1289525032041143E-4,"d":"0.00081"},{"v":-0.00339157304763793,"d":"-0.00339"},"OK"]
[{"$nulls":13},0.25064149498939514,0.31053438782691956,8.364753723144531,null,{"v":-1.7313712976738107,"d":"-1.73137"},{"v":4.1185957790115255E-3,"d":"0.00412"},{"v":-6.58505010604881E-4,"d":"-0.00066"},{"v":-0.004065612173080435,"d":"-0.00407"},"OK"]
[{"$nulls":13},0.25333988666534424,0.3193310797214508,8.652520179748535,null,{"v":1.1637135759159807,"d":"1.16371"},{"v":0.005152111502886196,"d":"0.00515"},{"v":0.002039886665344214,"d":"0.00204"},{"v":0.004731079721450815,"d":"0.00473"},"OK"]
[{"$nulls":13},0.2541229724884033,0.31694334745407104,8.605175018310547,null,{"v":0.6928266213836658,"d":"0.69283"},{"v":3.6688487241617355E-3,"d":"0.00367"},{"v":2.822972488403297E-3,"d":"0.00282"},{"v":0.002343347454071054,"d":"0.00234"},"OK"]
[{"$nulls":13},0.2545389235019684,0.31676149368286133,8.572723388671875,null,{"v":0.5884751219637834,"d":"0.58848"},{"v":0.003893928657879142,"d":"0.00389"},{"v":3.2389235019683604E-3,"d":"0.00324"},{"v":0.002161493682861337,"d":"0.00216"},"OK"]
[{"$nulls":13},0.2548673748970032,0.31833964586257935,8.65073013305664,null,{"v":0.8089698848941267,"d":"0.80897"},{"v":0.005168279678314161,"d":"0.00517"},{"v":0.003567374897003151,"d":"0.00357"},{"v":0.003739645862579355,"d":"0.00374"},"OK"]
[{"$nulls":13},0.2506534159183502,0.30960434675216675,8.305252075195312,null,{"v":-1.6995101096846896,"d":"-1.69951"},{"v":0.00503732293457842,"d":"0.00504"},{"v":-6.4658408164980287E-4,"d":"-0.00065"},{"v":-0.004995653247833243,"d":"-0.00500"},"OK"]
[{"$nulls":13},0.256440132856369,0.32302582263946533,8.791561126708984,null,{"v":1.0230233543136606,"d":"1.02302"},{"v":0.009869926693387888,"d":"0.00987"},{"v":0.005140132856368995,"d":"0.00514"},{"v":0.008425822639465341,"d":"0.00843"},"NG"]
[{"$nulls":13},0.25420787930488586,0.31355294585227966,8.462300300598145,null,{"v":-0.3456218241021264,"d":"-0.34562"},{"v":0.003090644664150459,"d":"0.00309"},{"v":0.002907879304885841,"d":"0.00291"},{"v":-0.001047054147720328,"d":"-0.00105"},"OK"]
[{"$nulls":13},0.24623985588550568,0.3161969482898712,8.537753105163574,null,{"v":2.8358920492097424,"d":"2.83589"},{"v":5.3061570180286234E-3,"d":"0.00531"},{"v":-0.005060144114494347,"d":"-0.00506"},{"v":1.5969482898712253E-3,"d":"0.00160"},"OK"]
[{"$nulls":13},0.2508341073989868,0.317066490650177,8.606095314025879,null,{"v":1.7574856273277655,"d":"1.75749"},{"v":0.002510105982441671,"d":"0.00251"},{"v":-4.6589260101320684E-4,"d":"-0.00047"},{"v":0.002466490650177011,"d":"0.00247"},"OK"]
[{"$nulls":13},0.2532923221588135,0.3122157156467438,8.421154975891113,null,{"$f":"(ATAN2($N771-$A$3, $O771-$A$6))-$C$15","v":{"v":-0.8747183405979172,"d":"-0.87472"}},{"$f":"SQRT(($N771-$A$3)^2+($O771-$A$6)^2)","v":{"v":3.1071143303202592E-3,"d":"0.00311"}},{"v":0.001992322158813453,"d":"0.00199"},{"v":-2.3842843532562163E-3,"d":"-0.00238"},{"$f":"IF(($T771/$A$9)^2 +($U771/$A$12)^2<=1, \"OK\", \"NG\")","v":"OK"}]
[{"$nulls":13},0.250750869512558,0.31269651651382446,8.460040092468262,null,{"v":-1.8516576766658095,"d":"-1.85166"},{"v":1.9811092030428998E-3,"d":"0.00198"},{"$f":"$S772*COS($R772)","v":{"v":-0.00054913048744204,"d":"-0.00055"}},{"$f":"$S772*SIN($R772)","v":{"v":-1.9034834861755279E-3,"d":"-0.00190"}},"OK"]
[{"$nulls":13},0.2557917833328247,0.3176581561565399,8.625432968139648,null,{"v":0.5977463281728663,"d":"0.59775"},{"v":0.005434007415050579,"d":"0.00543"},{"v":0.004491783332824684,"d":"0.00449"},{"v":3.0581561565399267E-3,"d":"0.00306"},"OK"]
[{"$nulls":13},0.250632107257843,0.3171069920063019,8.552692413330078,null,{"v":1.8311609395815995,"d":"1.83116"},{"v":0.002594434357367242,"d":"0.00259"},{"v":-6.6789274215700535E-4,"d":"-0.00067"},{"v":0.002506992006301889,"d":"0.00251"},"OK"]
[{"$nulls":13},0.2504895329475403,0.31406939029693604,8.454195022583008,null,{"v":-2.561923140198414,"d":"-2.56192"},{"v":9.6871228964455611E-4,"d":"0.00097"},{"v":-8.1046705245974016E-4,"d":"-0.00081"},{"v":-5.306097030639555E-4,"d":"-0.00053"},"OK"]
[{"$nulls":13},0.2579619884490967,0.3174855709075928,8.60854721069336,null,{"v":0.4087446985149411,"d":"0.40874"},{"v":0.007260069528499235,"d":"0.00726"},{"v":6.6619884490966555E-3,"d":"0.00666"},{"v":2.8855709075927827E-3,"d":"0.00289"},"NG"]
[{"$nulls":13},0.24864056706428528,0.3116488456726074,8.36837100982666,null,{"v":-2.304246464446194,"d":"-2.30425"},{"v":0.00397264337735622,"d":"0.00397"},{"v":-2.6594329357147446E-3,"d":"-0.00266"},{"v":-2.9511543273925698E-3,"d":"-0.00295"},"OK"]
[{"$nulls":13},0.25285008549690247,0.3186514675617218,8.637601852416992,null,{"v":1.20538063776854,"d":"1.20538"},{"v":0.004337874416277097,"d":"0.00434"},{"v":1.550085496902442E-3,"d":"0.00155"},{"v":4.051467561721811E-3,"d":"0.00405"},"OK"]
[{"$nulls":13},0.2500336468219757,0.3116493225097656,8.392667770385742,null,{"v":-1.9761968182053218,"d":"-1.97620"},{"v":3.2109419214411306E-3,"d":"0.00321"},{"v":-1.2663531780243154E-3,"d":"-0.00127"},{"v":-2.9506774902343658E-3,"d":"-0.00295"},"OK"]
[{"$nulls":13},0.2525574564933777,0.31536561250686646,8.536771774291992,null,{"v":0.5469073257984038,"d":"0.54691"},{"v":1.4721954161754473E-3,"d":"0.00147"},{"v":1.2574564933776622E-3,"d":"0.00126"},{"v":7.6561250686646442E-4,"d":"0.00077"},"OK"]
[{"$nulls":13},0.24787293374538422,0.3160117268562317,8.525607109069824,null,{"v":2.7508404315521133,"d":"2.75084"},{"v":3.7064478723074267E-3,"d":"0.00371"},{"v":-3.4270662546158066E-3,"d":"-0.00343"},{"v":1.4117268562316993E-3,"d":"0.00141"},"OK"]
[{"$nulls":13},0.24916231632232666,0.31603795289993286,8.534749984741211,null,{"v":2.549446299044488,"d":"2.54945"},{"v":0.002576315207465202,"d":"0.00258"},{"v":-2.1376836776733628E-3,"d":"-0.00214"},{"v":1.437952899932871E-3,"d":"0.00144"},"OK"]
[{"$nulls":13},0.25030988454818726,0.3087520897388458,8.277131080627441,null,{"v":-1.7385167469051068,"d":"-1.73852"},{"v":5.931136740156189E-3,"d":"0.00593"},{"v":-9.9011545181276685E-4,"d":"-0.00099"},{"v":-0.005847910261154166,"d":"-0.00585"},"OK"]
[{"$nulls":13},0.2566571831703186,0.3181573748588562,8.600045204162598,null,{"v":0.5861807639811473,"d":"0.58618"},{"v":0.006430733038057705,"d":"0.00643"},{"v":0.00535718317031858,"d":"0.00536"},{"v":3.5573748588562104E-3,"d":"0.00356"},"OK"]
[{"$nulls":13},0.252094030380249,0.3105289041996002,8.40735149383545,null,{"v":-1.3781736026089484,"d":"-1.37817"},{"v":4.1478072834681004E-3,"d":"0.00415"},{"v":7.940303802490003E-4,"d":"0.00079"},{"v":-4.071095800399771E-3,"d":"-0.00407"},"OK"]
[{"$nulls":13},0.25669190287590027,0.3167617619037628,8.603300094604492,null,{"v":0.38130565247493287,"d":"0.38131"},{"v":0.005809116210896595,"d":"0.00581"},{"v":0.005391902875900244,"d":"0.00539"},{"v":2.1617619037628266E-3,"d":"0.00216"},"OK"]
[{"$nulls":13},0.25460439920425415,0.31606242060661316,8.522109031677246,null,{"v":0.41665612367081734,"d":"0.41666"},{"v":3.6135478593374314E-3,"d":"0.00361"},{"v":3.3043992042541266E-3,"d":"0.00330"},{"v":1.4624206066131682E-3,"d":"0.00146"},"OK"]
[{"$nulls":13},0.2520805299282074,0.3153277039527893,8.557222366333008,null,{"v":0.7503874197269649,"d":"0.75039"},{"v":1.0671363604210118E-3,"d":"0.00107"},{"v":7.8052992820737421E-4,"d":"0.00078"},{"v":0.000727703952789316,"d":"0.00073"},"OK"]
[{"$nulls":13},0.2510107457637787,0.315627783536911,8.576199531555176,null,{"v":1.845135187384085,"d":"1.84514"},{"v":1.0677111088292165E-3,"d":"0.00107"},{"v":-2.8925423622133678E-4,"d":"-0.00029"},{"v":1.02778353691102E-3,"d":"0.00103"},"OK"]
[{"$nulls":13},0.25520873069763184,0.3118571639060974,8.400959968566895,null,{"v":-0.6118796666143692,"d":"-0.61188"},{"v":0.004775073350706147,"d":"0.00478"},{"v":0.003908730697631812,"d":"0.00391"},{"v":-2.7428360939025782E-3,"d":"-0.00274"},"OK"]
[{"$nulls":13},0.2511957883834839,0.32339856028556824,8.787327766418457,null,{"v":1.5826399398929385,"d":"1.58264"},{"v":0.008799177413815208,"d":"0.00880"},{"v":-1.0421161651613474E-4,"d":"-0.00010"},{"v":0.008798560285568247,"d":"0.00880"},"NG"]
[{"$nulls":13},0.25133562088012695,0.3110920786857605,8.406694412231445,null,{"v":-1.560642263263434,"d":"-1.56064"},{"v":0.0035081021641333,"d":"0.00351"},{"v":3.5620880126930051E-5,"d":"0.00004"},{"v":-3.5079213142394923E-3,"d":"-0.00351"},"OK"]
[{"$nulls":13},0.24940107762813568,0.3125397861003876,8.43774700164795,null,{"v":-2.3154779360975706,"d":"-2.31548"},{"v":2.8018542943063804E-3,"d":"0.00280"},{"v":-1.8989223718643426E-3,"d":"-0.00190"},{"v":-2.0602138996124175E-3,"d":"-0.00206"},"OK"]
[{"$nulls":13},0.2524249255657196,0.3156302571296692,8.556000709533691,null,{"v":0.7415004375011461,"d":"0.74150"},{"v":0.001525413806691068,"d":"0.00153"},{"v":1.1249255657195811E-3,"d":"0.00112"},{"v":1.0302571296691985E-3,"d":"0.00103"},"OK"]
[{"$nulls":13},0.2500219941139221,0.31870219111442566,8.636448860168457,null,{"v":1.8728084245657477,"d":"1.87281"},{"v":4.2966581181335195E-3,"d":"0.00430"},{"v":-1.2780058860779038E-3,"d":"-0.00128"},{"v":0.004102191114425668,"d":"0.00410"},"OK"]
[{"$nulls":13},0.25511205196380615,0.32213467359542847,8.828701972961426,null,{"v":1.1024123281489964,"d":"1.10241"},{"v":0.008444113118877864,"d":"0.00844"},{"v":3.812051963806129E-3,"d":"0.00381"},{"v":7.534673595428476E-3,"d":"0.00753"},"NG"]
[{"$nulls":13},0.2519433796405792,0.31871655583381653,8.634238243103027,null,{"v":1.4157597963466695,"d":"1.41576"},{"v":0.004166529646461283,"d":"0.00417"},{"v":6.4337964057920006E-4,"d":"0.00064"},{"v":0.004116555833816537,"d":"0.00412"},"OK"]
[{"$nulls":13},0.2590080797672272,0.31946417689323425,8.698904991149902,null,{"v":0.5629374173692485,"d":"0.56294"},{"v":0.009114532930798521,"d":"0.00911"},{"v":0.007708079767227151,"d":"0.00771"},{"v":4.864176893234263E-3,"d":"0.00486"},"NG"]
[{"$nulls":13},0.25032684206962585,0.3131656348705292,8.448051452636719,null,{"v":-2.166918481933479,"d":"-2.16692"},{"v":1.7333319595772665E-3,"d":"0.00173"},{"v":-9.7315793037416887E-4,"d":"-0.00097"},{"v":-1.434365129470816E-3,"d":"-0.00143"},"OK"]
[{"$nulls":13},0.25529569387435913,0.3102761209011078,8.361271858215332,null,{"v":-0.8248250853402479,"d":"-0.82483"},{"v":5.8874018038034175E-3,"d":"0.00589"},{"v":0.003995693874359107,"d":"0.00400"},{"v":-0.004323879098892203,"d":"-0.00432"},"OK"]
[{"$nulls":13},0.2478412389755249,0.3129621744155884,8.469298362731934,null,{"v":-2.699344748153239,"d":"-2.69934"},{"v":3.8269440117907954E-3,"d":"0.00383"},{"v":-3.458761024475121E-3,"d":"-0.00346"},{"v":-1.6378255844116119E-3,"d":"-0.00164"},"OK"]
[{"$nulls":13},0.2506273686885834,0.3129417598247528,8.445223808288574,null,{"v":-1.9561463731192372,"d":"-1.95615"},{"v":1.789467339713662E-3,"d":"0.00179"},{"v":-6.7263131141664923E-4,"d":"-0.00067"},{"v":-1.6582401752471834E-3,"d":"-0.00166"},"OK"]
[{"$nulls":13},0.24576877057552338,0.3164902627468109,8.546754837036133,null,{"v":2.812291972925735,"d":"2.81229"},{"v":5.845305141579645E-3,"d":"0.00585"},{"v":-0.005531229424476647,"d":"-0.00553"},{"v":1.8902627468109238E-3,"d":"0.00189"},"OK"]
[{"$nulls":13},0.24587665498256683,0.31382375955581665,8.451448440551758,null,{"v":-2.9994287382855616,"d":"-2.99943"},{"v":5.4786148254192275E-3,"d":"0.00548"},{"v":-5.423345017433189E-3,"d":"-0.00542"},{"v":-7.7624044418334016E-4,"d":"-0.00078"},"OK"]
[{"$nulls":13},0.24980001151561737,0.31285569071769714,8.439199447631836,null,{"v":-2.281028610878561,"d":"-2.28103"},{"v":2.3005608719632786E-3,"d":"0.00230"},{"v":-1.499988484382653E-3,"d":"-0.00150"},{"v":-1.7443092823028468E-3,"d":"-0.00174"},"OK"]
[{"$nulls":13},0.2506227493286133,0.31917425990104675,8.628973960876465,null,{"v":1.7177853777089322,"d":"1.71779"},{"v":0.004624123929374961,"d":"0.00462"},{"v":-6.7725067138674157E-4,"d":"-0.00068"},{"v":0.004574259901046762,"d":"0.00457"},"OK"]
[{"$nulls":13},0.25443994998931885,0.3089722990989685,8.317498207092285,null,{"v":-1.0618734518995587,"d":"-1.06187"},{"v":0.006444400931575709,"d":"0.00644"},{"v":3.1399499893188234E-3,"d":"0.00314"},{"v":-0.005627700901031485,"d":"-0.00563"},"OK"]
[{"$nulls":13},0.2520814538002014,0.3168582320213318,8.539464950561523,null,{"v":1.2376476859500318,"d":"1.23765"},{"v":2.3896196149214813E-3,"d":"0.00239"},{"v":7.8145380020139266E-4,"d":"0.00078"},{"v":2.2582320213317963E-3,"d":"0.00226"},"OK"]
[{"$nulls":13},0.24880065023899078,0.31867873668670654,8.626969337463379,null,{"v":2.12055662959444,"d":"2.12056"},{"v":0.004783601382571805,"d":"0.00478"},{"v":-2.4993497610092397E-3,"d":"-0.00250"},{"v":0.004078736686706552,"d":"0.00408"},"OK"]
[{"$nulls":13},0.2550641894340515,0.31211331486701965,8.401140213012695,null,{"v":-0.5838022269716113,"d":"-0.58380"},{"v":0.004511399455380815,"d":"0.00451"},{"v":3.7641894340514903E-3,"d":"0.00376"},{"v":-2.486685132980337E-3,"d":"-0.00249"},"OK"]
[{"$nulls":13},0.25400352478027344,0.3142474591732025,8.513481140136719,null,{"v":-0.12966877104855695,"d":"-0.12967"},{"v":2.7264136282140793E-3,"d":"0.00273"},{"v":0.002703524780273414,"d":"0.00270"},{"v":-3.5254082679747617E-4,"d":"-0.00035"},"OK"]
[{"$nulls":13},0.2518940269947052,0.31287917494773865,8.47948169708252,null,{"v":-1.238405001613612,"d":"-1.23841"},{"v":1.8204688766712599E-3,"d":"0.00182"},{"v":5.9402699470517694E-4,"d":"0.00059"},{"v":-1.7208250522613433E-3,"d":"-0.00172"},"OK"]
[{"$nulls":13},0.2519910931587219,0.31466782093048096,8.525744438171387,null,{"v":0.09782250029672526,"d":"0.09782"},{"v":6.9441301301424209E-4,"d":"0.00069"},{"v":6.9109315872190047E-4,"d":"0.00069"},{"v":6.7820930480966255E-5,"d":"0.00007"},"OK"]
[{"$nulls":13},0.2586881220340729,0.3165079355239868,8.583881378173828,null,{"v":0.25272220768720066,"d":"0.25272"},{"v":0.007630502287139666,"d":"0.00763"},{"v":7.3881220340728535E-3,"d":"0.00739"},{"v":1.9079355239868256E-3,"d":"0.00191"},"NG"]
[{"$nulls":13},0.2552960216999054,0.31579074263572693,8.535120010375977,null,{"v":0.2896044140202994,"d":"0.28960"},{"v":0.004169659152814838,"d":"0.00417"},{"v":0.003996021699905372,"d":"0.00400"},{"v":1.1907426357269377E-3,"d":"0.00119"},"OK"]
[{"$nulls":13},0.2506472170352936,0.3137418329715729,8.47727108001709,null,{"v":-2.2210921108361106,"d":"-2.22109"},{"v":1.0782282910823475E-3,"d":"0.00108"},{"v":-6.5278296470644447E-4,"d":"-0.00065"},{"v":-8.5816702842711479E-4,"d":"-0.00086"},"OK"]
[{"$nulls":13},0.2556031048297882,0.3169328570365906,8.632574081420898,null,{"v":0.4967835729469233,"d":"0.49678"},{"v":4.8947863211090846E-3,"d":"0.00489"},{"v":0.004303104829788185,"d":"0.00430"},{"v":2.332857036590585E-3,"d":"0.00233"},"OK"]
[{"$nulls":13},0.2499036192893982,0.31641361117362976,8.518118858337402,null,{"v":2.2269404656350655,"d":"2.22694"},{"v":0.002288900298845632,"d":"0.00229"},{"v":-1.3963807106018293E-3,"d":"-0.00140"},{"v":1.8136111736297702E-3,"d":"0.00181"},"OK"]
[{"$nulls":13},0.24873009324073792,0.3141174018383026,8.477978706359863,null,{"v":-2.9559663071083224,"d":"-2.95597"},{"v":2.6148272862609417E-3,"d":"0.00261"},{"v":-2.5699067592621083E-3,"d":"-0.00257"},{"v":-4.8259816169737895E-4,"d":"-0.00048"},"OK"]
[{"$nulls":13},0.2556687891483307,0.3208816647529602,8.743700981140137,null,{"v":0.9631085473032784,"d":"0.96311"},{"v":7.6515116605252904E-3,"d":"0.00765"},{"v":0.004368789148330665,"d":"0.00437"},{"v":0.006281664752960214,"d":"0.00628"},"NG"]
[{"$nulls":13},0.2519932985305786,0.3161911964416504,8.58194637298584,null,{"v":1.1598901811109938,"d":"1.15989"},{"v":1.7356753637772608E-3,"d":"0.00174"},{"v":6.9329853057859014E-4,"d":"0.00069"},{"v":1.5911964416503999E-3,"d":"0.00159"},"OK"]
[{"$nulls":13},0.25436192750930786,0.31552550196647644,8.527665138244629,null,{"v":0.2935300215617465,"d":"0.29353"},{"v":3.1987425595392757E-3,"d":"0.00320"},{"v":3.0619275093078384E-3,"d":"0.00306"},{"v":9.2550196647644967E-4,"d":"0.00093"},"OK"]
[{"$nulls":13},0.25382283329963684,0.31080007553100586,8.399664878845215,null,{"v":-0.9846999660170106,"d":"-0.98470"},{"v":4.5611526863082235E-3,"d":"0.00456"},{"v":2.5228332996368175E-3,"d":"0.00252"},{"v":-3.7999244689941314E-3,"d":"-0.00380"},"OK"]
[{"$nulls":13},0.2555314600467682,0.31782928109169006,8.565177917480469,null,{"v":0.65187045105197,"d":"0.65187"},{"v":5.322923115783495E-3,"d":"0.00532"},{"v":0.004231460046768165,"d":"0.00423"},{"v":3.2292810916900727E-3,"d":"0.00323"},"OK"]
[{"$nulls":13},0.25318244099617004,0.3123345673084259,8.434457778930664,null,{"v":-0.8774715581094933,"d":"-0.87747"},{"v":2.9454659027247612E-3,"d":"0.00295"},{"v":1.8824409961700206E-3,"d":"0.00188"},{"v":-2.2654326915740874E-3,"d":"-0.00227"},"OK"]
[{"$nulls":13},0.2535363435745239,0.31448882818222046,8.490036010742188,null,{"v":-0.049670532612305904,"d":"-0.04967"},{"v":0.00223910512401333,"d":"0.00224"},{"v":2.236343574523902E-3,"d":"0.00224"},{"v":-1.1117181777953177E-4,"d":"-0.00011"},"OK"]
[{"$nulls":13},0.24544359743595123,0.3113746643066406,8.291387557983398,null,{"v":-2.6381840308639597,"d":"-2.63818"},{"v":0.006685823907870682,"d":"0.00669"},{"v":-5.8564025640487904E-3,"d":"-0.00586"},{"v":-0.003225335693359367,"d":"-0.00323"},"OK"]
[{"$nulls":13},0.2530877888202667,0.31578320264816284,8.539841651916504,null,{"v":0.584642918533583,"d":"0.58464"},{"v":2.143865054636178E-3,"d":"0.00214"},{"v":0.0017877888202667,"d":"0.00179"},{"v":1.1832026481628508E-3,"d":"0.00118"},"OK"]
[{"$nulls":13},0.25062960386276245,0.3075087070465088,8.268657684326172,null,{"v":-1.6650541130341605,"d":"-1.66505"},{"v":0.007122911394440972,"d":"0.00712"},{"v":-0.000670396137237571,"d":"-0.00067"},{"v":-0.007091292953491202,"d":"-0.00709"},"NG"]
[{"$nulls":13},0.2502047121524811,0.3103376030921936,8.351412773132324,null,{"v":-1.822319691033779,"d":"-1.82232"},{"v":4.400872966651064E-3,"d":"0.00440"},{"v":-1.0952878475189438E-3,"d":"-0.00110"},{"v":-0.004262396907806387,"d":"-0.00426"},"OK"]
[{"$nulls":13},0.25039350986480713,0.31266704201698303,8.431140899658203,null,{"v":-2.0093093508878557,"d":"-2.00931"},{"v":2.1349592336414812E-3,"d":"0.00213"},{"v":-9.0649013519289467E-4,"d":"-0.00091"},{"v":-1.9329579830169583E-3,"d":"-0.00193"},"OK"]
[{"$nulls":13},0.25194260478019714,0.31617262959480286,8.496753692626953,null,{"v":1.182882776122767,"d":"1.18288"},{"v":1.6988539507509215E-3,"d":"0.00170"},{"v":6.426047801971203E-4,"d":"0.00064"},{"v":1.5726295948028655E-3,"d":"0.00157"},"OK"]
[{"$nulls":13},0.2513470947742462,0.30969223380088806,8.316156387329102,null,{"v":-1.5612006519239736,"d":"-1.56120"},{"v":0.004907992153916595,"d":"0.00491"},{"v":4.7094774246192807E-5,"d":"0.00005"},{"v":-0.004907766199111929,"d":"-0.00491"},"OK"]
[{"$nulls":13},0.24836847186088562,0.31474700570106506,8.525649070739746,null,{"v":3.0914881837387647,"d":"3.09149"},{"v":0.002935211731130344,"d":"0.00294"},{"v":-2.9315281391144032E-3,"d":"-0.00293"},{"v":1.4700570106507293E-4,"d":"0.00015"},"OK"]
[{"$nulls":13},0.25665274262428284,0.31350985169410706,8.483238220214844,null,{"$f":"(ATAN2($N835-$A$3, $O835-$A$6))-$C$15","v":{"v":-0.20091386919012963,"d":"-0.20091"}},{"$f":"SQRT(($N835-$A$3)^2+($O835-$A$6)^2)","v":{"v":5.4626254613194284E-3,"d":"0.00546"}},{"v":5.3527426242828136E-3,"d":"0.00535"},{"v":-0.001090148305892935,"d":"-0.00109"},{"$f":"IF(($T835/$A$9)^2 +($U835/$A$12)^2<=1, \"OK\", \"NG\")","v":"OK"}]
[{"$nulls":13},0.2450731247663498,0.30751386284828186,8.247573852539062,null,{"v":-2.2917408792830516,"d":"-2.29174"},{"v":9.433308799589174E-3,"d":"0.00943"},{"$f":"$S836*COS($R836)","v":{"v":-0.006226875233650228,"d":"-0.00623"}},{"$f":"$S836*SIN($R836)","v":{"v":-0.007086137151718131,"d":"-0.00709"}},"NG"]
[{"$nulls":13},0.2504664361476898,0.31274518370628357,8.473662376403809,null,{"v":-1.9931554012028312,"d":"-1.99316"},{"v":0.002033512276656856,"d":"0.00203"},{"v":-8.3356385231020359E-4,"d":"-0.00083"},{"v":-1.8548162937164219E-3,"d":"-0.00185"},"OK"]
[{"$nulls":13},0.25322774052619934,0.3179766833782196,8.59146499633789,null,{"v":1.0520505548540666,"d":"1.05205"},{"v":3.8882096359501815E-3,"d":"0.00389"},{"v":1.927740526199317E-3,"d":"0.00193"},{"v":3.3766833782196137E-3,"d":"0.00338"},"OK"]
[{"$nulls":13},0.2509481608867645,0.3135439455509186,8.437565803527832,null,{"v":-1.8923942934087794,"d":"-1.89239"},{"v":1.1131225274097119E-3,"d":"0.00111"},{"v":-0.000351839113235497,"d":"-0.00035"},{"v":-1.0560544490814117E-3,"d":"-0.00106"},"OK"]
[{"$nulls":13},0.25113779306411743,0.31520721316337585,8.506574630737305,null,{"v":1.8318344440202152,"d":"1.83183"},{"v":6.2850530294130584E-4,"d":"0.00063"},{"v":-1.6220693588259166E-4,"d":"-0.00016"},{"v":6.0721316337586384E-4,"d":"0.00061"},"OK"]
[{"$nulls":13},0.253248929977417,0.3104473054409027,8.374763488769531,null,{"v":-1.1319950444851936,"d":"-1.13200"},{"v":0.004587286797010916,"d":"0.00459"},{"v":1.9489299774169686E-3,"d":"0.00195"},{"v":-0.004152694559097281,"d":"-0.00415"},"OK"]
[{"$nulls":13},0.24714961647987366,0.3151668906211853,8.501078605651855,null,{"v":3.00584514279599,"d":"3.00585"},{"v":4.1889197104413925E-3,"d":"0.00419"},{"v":-0.004150383520126366,"d":"-0.00415"},{"v":5.6689062118531338E-4,"d":"0.00057"},"OK"]
[{"$nulls":13},0.2547582685947418,0.3162890076637268,8.571113586425781,null,{"v":0.45432211686284696,"d":"0.45432"},{"v":3.8486840038518787E-3,"d":"0.00385"},{"v":0.003458268594741798,"d":"0.00346"},{"v":0.001689007663726816,"d":"0.00169"},"OK"]
[{"$nulls":13},0.25098657608032227,0.31313058733940125,8.464957237243652,null,{"v":-1.7809458586962428,"d":"-1.78095"},{"v":1.5024673442554596E-3,"d":"0.00150"},{"v":-3.1342391967775735E-4,"d":"-0.00031"},{"v":-1.4694126605987456E-3,"d":"-0.00147"},"OK"]
[{"$nulls":13},0.25032344460487366,0.31166359782218933,8.388545989990234,null,{"v":-1.8918585350600003,"d":"-1.89186"},{"v":3.0945303665664034E-3,"d":"0.00309"},{"v":-9.765553951263657E-4,"d":"-0.00098"},{"v":-0.00293640217781066,"d":"-0.00294"},"OK"]
[{"$nulls":13},0.2509302794933319,0.3160620331764221,8.495067596435547,null,{"v":1.818484736909351,"d":"1.81848"},{"v":1.5080564518644205E-3,"d":"0.00151"},{"v":-3.6972050666811407E-4,"d":"-0.00037"},{"v":1.4620331764221282E-3,"d":"0.00146"},"OK"]
[{"$nulls":13},0.24757950007915497,0.31859785318374634,8.63665771484375,null,{"v":2.320275690912778,"d":"2.32028"},{"v":0.005461222366814856,"d":"0.00546"},{"v":-3.7204999208450555E-3,"d":"-0.00372"},{"v":0.003997853183746346,"d":"0.00400"},"OK"]
[{"$nulls":13},0.25319987535476685,0.32320669293403625,8.759769439697266,null,{"v":1.3535365320104689,"d":"1.35354"},{"v":0.008813891854591825,"d":"0.00881"},{"v":1.899875354766823E-3,"d":"0.00190"},{"v":0.008606692934036264,"d":"0.00861"},"NG"]
[{"$nulls":13},0.251209020614624,0.3163242042064667,8.60306167602539,null,{"v":1.6235134523464374,"d":"1.62351"},{"v":1.7266028478375686E-3,"d":"0.00173"},{"v":-9.0979385375999881E-5,"d":"-0.00009"},{"v":1.724204206466684E-3,"d":"0.00172"},"OK"]
[{"$nulls":13},0.25385376811027527,0.3172631859779358,8.59733772277832,null,{"v":0.8063686044176298,"d":"0.80637"},{"v":3.6897548853728293E-3,"d":"0.00369"},{"v":2.5537681102752448E-3,"d":"0.00255"},{"v":2.6631859779358003E-3,"d":"0.00266"},"OK"]
[{"$nulls":13},0.25043830275535583,0.31596964597702026,8.508569717407227,null,{"v":2.1323662281707056,"d":"2.13237"},{"v":1.6181632315051546E-3,"d":"0.00162"},{"v":-8.6169724464418807E-4,"d":"-0.00086"},{"v":1.3696459770202731E-3,"d":"0.00137"},"OK"]
[{"$nulls":13},0.24826133251190186,0.3205883204936981,8.680098533630371,null,{"v":2.040372115019363,"d":"2.04037"},{"v":0.006715168087134516,"d":"0.00672"},{"v":-3.038667488098167E-3,"d":"-0.00304"},{"v":0.005988320493698129,"d":"0.00599"},"OK"]
[{"$nulls":13},0.24954038858413696,0.31234899163246155,8.465131759643555,null,{"v":-2.234278197334975,"d":"-2.23428"},{"v":2.8571438545449E-3,"d":"0.00286"},{"v":-1.7596114158630603E-3,"d":"-0.00176"},{"v":-0.002251008367538443,"d":"-0.00225"},"OK"]
[{"$nulls":13},0.25512611865997314,0.3153468072414398,8.531283378601074,null,{"v":0.19276307312772312,"d":"0.19276"},{"v":3.8983207995317007E-3,"d":"0.00390"},{"v":0.003826118659973121,"d":"0.00383"},{"v":7.4680724143982857E-4,"d":"0.00075"},"OK"]
[{"$nulls":13},0.2553754448890686,0.3193436563014984,8.643842697143555,null,{"v":0.8610223200412119,"d":"0.86102"},{"v":0.006253920862193645,"d":"0.00625"},{"v":0.00407544488906858,"d":"0.00408"},{"v":0.004743656301498422,"d":"0.00474"},"OK"]
[{"$nulls":13},0.25352606177330017,0.316049188375473,8.561944007873535,null,{"v":0.5770848791037732,"d":"0.57708"},{"v":2.6562187346215226E-3,"d":"0.00266"},{"v":2.2260617733001475E-3,"d":"0.00223"},{"v":1.4491883754730317E-3,"d":"0.00145"},"OK"]
[{"$nulls":13},0.25580471754074097,0.31991514563560486,8.661988258361816,null,{"v":0.8677410220291744,"d":"0.86774"},{"v":0.006967298848875984,"d":"0.00697"},{"v":0.004504717540740943,"d":"0.00450"},{"v":5.3151456356048685E-3,"d":"0.00532"},"OK"]
[{"$nulls":13},0.2523561120033264,0.3187400698661804,8.622865676879883,null,{"v":1.321027948247199,"d":"1.32103"},{"v":4.272651525741987E-3,"d":"0.00427"},{"v":1.0561120033263929E-3,"d":"0.00106"},{"v":4.14006986618043E-3,"d":"0.00414"},"OK"]
[{"$nulls":13},0.2532949447631836,0.31218355894088745,8.423996925354004,null,{"v":-0.8806563516291904,"d":"-0.88066"},{"v":3.1335270862589467E-3,"d":"0.00313"},{"v":1.9949447631835704E-3,"d":"0.00199"},{"v":-2.4164410591125396E-3,"d":"-0.00242"},"OK"]
[{"$nulls":13},0.25071272253990173,0.31477901339530945,8.501237869262695,null,{"v":2.845720538259964,"d":"2.84572"},{"v":6.1395489316375563E-4,"d":"0.00061"},{"v":-5.8727746009828985E-4,"d":"-0.00059"},{"v":1.7901339530945753E-4,"d":"0.00018"},"OK"]
[{"$nulls":13},0.2455732226371765,0.30575671792030334,8.200613021850586,null,{"v":-2.1454720010106128,"d":"-2.14547"},{"v":0.01053563557192596,"d":"0.01054"},{"v":-5.7267773628235106E-3,"d":"-0.00573"},{"v":-0.008843282079696648,"d":"-0.00884"},"NG"]
[{"$nulls":13},0.2506273090839386,0.3192293643951416,8.658665657043457,null,{"v":1.715095923382474,"d":"1.71510"},{"v":0.004677983301761178,"d":"0.00468"},{"v":-6.7269091606142462E-4,"d":"-0.00067"},{"v":0.004629364395141611,"d":"0.00463"},"OK"]
[{"$nulls":13},0.2534309923648834,0.3138970732688904,8.408185958862305,null,{"v":-0.31862028381369867,"d":"-0.31862"},{"v":0.00224393280837457,"d":"0.00224"},{"v":2.1309923648833995E-3,"d":"0.00213"},{"v":-0.00070292673110961,"d":"-0.00070"},"OK"]
[{"$nulls":13},0.25477924942970276,0.31458568572998047,8.504015922546387,null,{"v":-0.00411416012161179,"d":"-0.00411"},{"v":3.4792788753437117E-3,"d":"0.00348"},{"v":0.003479249429702736,"d":"0.00348"},{"v":-1.4314270019522013E-5,"d":"-0.00001"},"OK"]
[{"$nulls":13},0.2516170144081116,0.3173580467700958,8.585451126098633,null,{"v":1.4563569025509349,"d":"1.45636"},{"v":2.7762060660164226E-3,"d":"0.00278"},{"v":3.1701440811154912E-4,"d":"0.00032"},{"v":0.002758046770095835,"d":"0.00276"},"OK"]
[{"$nulls":13},0.253141850233078,0.3106740713119507,8.388854026794434,null,{"v":-1.1321317102656685,"d":"-1.13213"},{"v":4.3365110797434795E-3,"d":"0.00434"},{"v":1.8418502330779794E-3,"d":"0.00184"},{"v":-0.003925928688049307,"d":"-0.00393"},"OK"]
[{"$nulls":13},0.2474638670682907,0.3147302269935608,8.478679656982422,null,{"v":3.1076582189420057,"d":"3.10766"},{"v":3.8383427334719045E-3,"d":"0.00384"},{"v":-0.003836132931709313,"d":"-0.00384"},{"v":1.3022699356080134E-4,"d":"0.00013"},"OK"]
[{"$nulls":13},0.25004950165748596,0.3132678270339966,8.451807022094727,null,{"v":-2.324580938590054,"d":"-2.32458"},{"v":1.8271373555320723E-3,"d":"0.00183"},{"v":-1.2504983425140614E-3,"d":"-0.00125"},{"v":-0.001332172966003409,"d":"-0.00133"},"OK"]
[{"$nulls":13},0.2574766278266907,0.3122919201850891,8.417389869689941,null,{"v":-0.35761255698583316,"d":"-0.35761"},{"v":0.006593782203064362,"d":"0.00659"},{"v":6.1766278266906505E-3,"d":"0.00618"},{"v":-2.308079814910879E-3,"d":"-0.00231"},"OK"]
[{"$nulls":13},0.249789297580719,0.3141200840473175,8.475504875183105,null,{"v":-2.833998023588803,"d":"-2.83400"},{"v":1.5850997196582594E-3,"d":"0.00159"},{"v":-1.5107024192810292E-3,"d":"-0.00151"},{"v":-4.799159526824861E-4,"d":"-0.00048"},"OK"]
[{"$nulls":13},0.2487095594406128,0.31884709000587463,8.653427124023438,null,{"v":2.118487544977871,"d":"2.11849"},{"v":0.004974751833983149,"d":"0.00497"},{"v":-2.5904405593872313E-3,"d":"-0.00259"},{"v":4.247090005874643E-3,"d":"0.00425"},"OK"]
[{"$nulls":13},0.2541256546974182,0.31642112135887146,8.615033149719238,null,{"v":0.5724957922184075,"d":"0.57250"},{"v":3.3616673649811556E-3,"d":"0.00336"},{"v":0.002825654697418189,"d":"0.00283"},{"v":1.821121358871469E-3,"d":"0.00182"},"OK"]
[{"$nulls":13},0.25230008363723755,0.3173893988132477,8.624752044677734,null,{"v":1.2265425483228032,"d":"1.22654"},{"v":2.9632605388014497E-3,"d":"0.00296"},{"v":1.0000836372375257E-3,"d":"0.00100"},{"v":2.7893988132476895E-3,"d":"0.00279"},"OK"]
[{"$nulls":13},0.2446950525045395,0.3122655749320984,8.385449409484863,null,{"v":-2.8018602506435712,"d":"-2.80186"},{"v":0.007005345945450358,"d":"0.00701"},{"v":-0.006604947495460533,"d":"-0.00660"},{"v":-2.3344250679016034E-3,"d":"-0.00233"},"NG"]
[{"$nulls":13},0.2502066493034363,0.31632333993911743,8.5171480178833,null,{"v":2.1361530669736,"d":"2.13615"},{"v":2.0409106524867104E-3,"d":"0.00204"},{"v":-0.001093350696563744,"d":"-0.00109"},{"v":0.001723339939117441,"d":"0.00172"},"OK"]
[{"$nulls":13},0.25001248717308044,0.3165144622325897,8.56857681274414,null,{"v":2.162839825551674,"d":"2.16284"},{"v":0.002307131318216391,"d":"0.00231"},{"v":-1.2875128269195786E-3,"d":"-0.00129"},{"v":1.9144622325897311E-3,"d":"0.00191"},"OK"]
[{"$nulls":13},0.25105971097946167,0.3181263208389282,8.58592700958252,null,{"v":1.6388327179897515,"d":"1.63883"},{"v":3.5344981924526134E-3,"d":"0.00353"},{"v":-2.4028902053835303E-4,"d":"-0.00024"},{"v":3.5263208389282323E-3,"d":"0.00353"},"OK"]
[{"$nulls":13},0.24803370237350464,0.31379234790802,8.42148494720459,null,{"v":-2.8991865836131896,"d":"-2.89919"},{"v":0.003364669684609324,"d":"0.00336"},{"v":-3.2662976264953847E-3,"d":"-0.00327"},{"v":-8.0765209197997134E-4,"d":"-0.00081"},"OK"]
[{"$nulls":13},0.24901315569877625,0.31325313448905945,8.476816177368164,null,{"v":-2.609328502912176,"d":"-2.60933"},{"v":2.6539976568566897E-3,"d":"0.00265"},{"v":-0.002286844301223778,"d":"-0.00229"},{"v":-1.3468655109405432E-3,"d":"-0.00135"},"OK"]
[{"$nulls":13},0.2527250647544861,0.31170082092285156,8.423731803894043,null,{"v":-1.1139389632142307,"d":"-1.11394"},{"v":0.003230487405308002,"d":"0.00323"},{"v":1.4250647544860608E-3,"d":"0.00143"},{"v":-2.8991790771484283E-3,"d":"-0.00290"},"OK"]
[{"$nulls":13},0.2568250000476837,0.32105153799057007,8.796029090881348,null,{"v":0.8626071287645335,"d":"0.86261"},{"v":0.008493995995447243,"d":"0.00849"},{"v":5.5250000476836925E-3,"d":"0.00553"},{"v":0.006451537990570078,"d":"0.00645"},"NG"]
[{"$nulls":13},0.2534194886684418,0.31370073556900024,8.44182300567627,null,{"v":-0.40126375315427815,"d":"-0.40126"},{"v":2.3023702422751815E-3,"d":"0.00230"},{"v":0.002119488668441749,"d":"0.00212"},{"v":-8.9926443099974673E-4,"d":"-0.00090"},"OK"]
[{"$nulls":13},0.2534586787223816,0.31264549493789673,8.423783302307129,null,{"v":-0.7358000362876674,"d":"-0.73580"},{"v":2.9120411851912735E-3,"d":"0.00291"},{"v":2.1586787223815684E-3,"d":"0.00216"},{"v":-1.9545050621032622E-3,"d":"-0.00195"},"OK"]
[{"$nulls":13},0.2530628442764282,0.3138934373855591,8.459407806396484,null,{"v":-0.3812029916368031,"d":"-0.38120"},{"v":1.8991710483948604E-3,"d":"0.00190"},{"v":1.7628442764281993E-3,"d":"0.00176"},{"v":-7.0656261444090873E-4,"d":"-0.00071"},"OK"]
[{"$nulls":13},0.2511565089225769,0.3147452771663666,8.467904090881348,null,{"v":2.3500093704439333,"d":"2.35001"},{"v":2.041938891533054E-4,"d":"0.00020"},{"v":-1.4349107742311909E-4,"d":"-0.00014"},{"v":1.4527716636658639E-4,"d":"0.00015"},"OK"]
[{"$nulls":13},0.2578575909137726,0.3180927336215973,8.610036849975586,null,{"v":0.4894053087192914,"d":"0.48941"},{"v":7.4297501131483975E-3,"d":"0.00743"},{"v":0.00655759091377256,"d":"0.00656"},{"v":3.4927336215972997E-3,"d":"0.00349"},"NG"]
[{"$nulls":13},0.2495916187763214,0.3118220269680023,8.363393783569336,null,{"v":-2.12215343589142,"d":"-2.12215"},{"v":3.261242182347697E-3,"d":"0.00326"},{"v":-1.708381223678612E-3,"d":"-0.00171"},{"v":-0.002777973031997672,"d":"-0.00278"},"OK"]
[{"$nulls":13},0.25473976135253906,0.3193303942680359,8.692081451416016,null,{"v":0.9420726876450429,"d":"0.94207"},{"v":0.005848810827295415,"d":"0.00585"},{"v":3.4397613525390387E-3,"d":"0.00344"},{"v":0.004730394268035898,"d":"0.00473"},"OK"]
[{"$nulls":13},0.2563469111919403,0.3149564862251282,8.539583206176758,null,{"v":0.07051741456124944,"d":"0.07052"},{"v":0.005059485646588815,"d":"0.00506"},{"v":0.005046911191940284,"d":"0.00505"},{"v":0.000356486225128183,"d":"0.00036"},"OK"]
[{"$nulls":13},0.2549359202384949,0.31870561838150024,8.648653984069824,null,{"v":0.8459963329703927,"d":"0.84600"},{"v":0.005484160671899503,"d":"0.00548"},{"v":0.00363592023849485,"d":"0.00364"},{"v":0.004105618381500254,"d":"0.00411"},"OK"]
[{"$nulls":13},0.24712814390659332,0.3157908618450165,8.54793643951416,null,{"v":2.863536127100518,"d":"2.86354"},{"v":0.004338494577386342,"d":"0.00434"},{"v":-0.004171856093406701,"d":"-0.00417"},{"v":1.1908618450164898E-3,"d":"0.00119"},"OK"]
[{"$nulls":13},0.2523229718208313,0.3161783516407013,8.561113357543945,null,{"v":0.9957391492170186,"d":"0.99574"},{"v":1.8808682165211232E-3,"d":"0.00188"},{"v":1.0229718208312755E-3,"d":"0.00102"},{"v":1.5783516407013032E-3,"d":"0.00158"},"OK"]
[{"$nulls":13},0.2511172294616699,0.3147642910480499,8.492751121520996,null,{"v":2.4093898220221557,"d":"2.40939"},{"v":2.4575723417800233E-4,"d":"0.00025"},{"v":-1.8277053833010146E-4,"d":"-0.00018"},{"v":1.6429104804993602E-4,"d":"0.00016"},"OK"]
[{"$nulls":13},0.2513953745365143,0.3140718340873718,8.483282089233398,null,{"v":-1.392144698688763,"d":"-1.39214"},{"v":5.3670805236893146E-4,"d":"0.00054"},{"v":9.5374536514258867E-5,"d":"0.00010"},{"v":-5.2816591262816459E-4,"d":"-0.00053"},"OK"]
[{"$nulls":13},0.25154414772987366,0.31545692682266235,8.556539535522461,null,{"v":1.29323964549695,"d":"1.29324"},{"v":8.9102844702100364E-4,"d":"0.00089"},{"v":2.4414772987363381E-4,"d":"0.00024"},{"v":8.5692682266236286E-4,"d":"0.00086"},"OK"]
[{"$nulls":13},0.25354358553886414,0.3179011642932892,8.616789817810059,null,{"v":0.9738695609564596,"d":"0.97387"},{"v":0.003991410998818301,"d":"0.00399"},{"v":2.2435855388641124E-3,"d":"0.00224"},{"v":0.003301164293289194,"d":"0.00330"},"OK"]
[{"$nulls":13},0.2495969533920288,0.30892470479011536,8.32075023651123,null,{"v":-1.8623271641948103,"d":"-1.86233"},{"v":0.005925313786480994,"d":"0.00593"},{"v":-1.7030466079712145E-3,"d":"-0.00170"},{"v":-0.005675295209884634,"d":"-0.00568"},"OK"]
[{"$nulls":13},0.24992530047893524,0.3164135813713074,8.52767276763916,null,{"v":2.219399501248004,"d":"2.21940"},{"v":2.2757144292658744E-3,"d":"0.00228"},{"v":-1.374699521064781E-3,"d":"-0.00137"},{"v":1.8135813713073825E-3,"d":"0.00181"},"OK"]
[{"$nulls":13},0.24690459668636322,0.30725380778312683,8.25802230834961,null,{"$f":"(ATAN2($N899-$A$3, $O899-$A$6))-$C$15","v":{"v":-2.1099825830742382,"d":"-2.10998"}},{"$f":"SQRT(($N899-$A$3)^2+($O899-$A$6)^2)","v":{"v":0.008560730715118727,"d":"0.00856"}},{"v":-0.004395403313636802,"d":"-0.00440"},{"v":-7.3461922168731614E-3,"d":"-0.00735"},{"$f":"IF(($T899/$A$9)^2 +($U899/$A$12)^2<=1, \"OK\", \"NG\")","v":"NG"}]
[{"$nulls":13},0.2510817348957062,0.3165455162525177,8.593205451965332,null,{"v":1.682517953052927,"d":"1.68252"},{"v":1.9577214164847243E-3,"d":"0.00196"},{"$f":"$S900*COS($R900)","v":{"v":-2.1826510429384649E-4,"d":"-0.00022"}},{"$f":"$S900*SIN($R900)","v":{"v":1.9455162525177094E-3,"d":"0.00195"}},"OK"]
[{"$nulls":13},0.251645565032959,0.3160325586795807,8.548700332641602,null,{"v":1.3340959810588364,"d":"1.33410"},{"v":1.473648384943274E-3,"d":"0.00147"},{"v":3.4556503295896096E-4,"d":"0.00035"},{"v":1.4325586795806977E-3,"d":"0.00143"},"OK"]
[{"$nulls":13},0.2506657540798187,0.3112729489803314,8.359415054321289,null,{"v":-1.7591692061305975,"d":"-1.75917"},{"v":3.3869656589260383E-3,"d":"0.00339"},{"v":-6.3424592018129777E-4,"d":"-0.00063"},{"v":-0.00332705101966857,"d":"-0.00333"},"OK"]
[{"$nulls":13},0.24993884563446045,0.31110885739326477,8.441193580627441,null,{"v":-1.9425551227256697,"d":"-1.94256"},{"v":0.003747107939116437,"d":"0.00375"},{"v":-0.001361154365539574,"d":"-0.00136"},{"v":-3.4911426067352203E-3,"d":"-0.00349"},"OK"]
[{"$nulls":13},0.2477520853281021,0.3158392012119293,8.555133819580078,null,{"v":2.805563027149304,"d":"2.80556"},{"v":3.7581003396284654E-3,"d":"0.00376"},{"v":-3.5479146718979115E-3,"d":"-0.00355"},{"v":1.2392012119293307E-3,"d":"0.00124"},"OK"]
[{"$nulls":13},0.24921925365924835,0.3073027431964874,8.199634552001953,null,{"v":-1.8485657902042665,"d":"-1.84857"},{"v":0.007588113216799145,"d":"0.00759"},{"v":-2.0807463407516704E-3,"d":"-0.00208"},{"v":-7.297256803512564E-3,"d":"-0.00730"},"NG"]
[{"$nulls":13},0.25312724709510803,0.3176119029521942,8.630270004272461,null,{"v":1.0254829769856106,"d":"1.02548"},{"v":0.003522838534479963,"d":"0.00352"},{"v":1.8272470951080089E-3,"d":"0.00183"},{"v":3.0119029521942227E-3,"d":"0.00301"},"OK"]
[{"$nulls":13},0.26011839509010315,0.3200209438800812,8.788324356079102,null,{"v":0.5511810135118991,"d":"0.55118"},{"v":0.010351363413393646,"d":"0.01035"},{"v":0.008818395090103126,"d":"0.00882"},{"v":0.005420943880081185,"d":"0.00542"},"NG"]
[{"$nulls":13},0.2512051463127136,0.31601735949516296,8.530861854553223,null,{"v":1.637619501165575,"d":"1.63762"},{"v":1.4205298872323891E-3,"d":"0.00142"},{"v":-9.4853687286400258E-5,"d":"-0.00009"},{"v":0.001417359495162973,"d":"0.00142"},"OK"]
[{"$nulls":13},0.2540532648563385,0.3151226043701172,8.515612602233887,null,{"v":0.1875810729690712,"d":"0.18758"},{"v":2.8024244319542553E-3,"d":"0.00280"},{"v":2.7532648563384776E-3,"d":"0.00275"},{"v":5.2260437011719685E-4,"d":"0.00052"},"OK"]
[{"$nulls":13},0.2493460774421692,0.31496351957321167,8.478609085083008,null,{"v":2.9576496435723634,"d":"2.95765"},{"v":0.001987450588595397,"d":"0.00199"},{"v":-1.9539225578308335E-3,"d":"-0.00195"},{"v":3.6351957321167927E-4,"d":"0.00036"},"OK"]
[{"$nulls":13},0.2521698772907257,0.3175080120563507,8.60683822631836,null,{"v":1.280136738180176,"d":"1.28014"},{"v":3.0353287500370345E-3,"d":"0.00304"},{"v":8.6987729072568487E-4,"d":"0.00087"},{"v":2.9080120563507177E-3,"d":"0.00291"},"OK"]
[{"$nulls":13},0.24900847673416138,0.316105455160141,8.55219841003418,null,{"v":2.560335300567524,"d":"2.56034"},{"v":2.7418012541165306E-3,"d":"0.00274"},{"v":-2.2915232658386455E-3,"d":"-0.00229"},{"v":1.5054551601410013E-3,"d":"0.00151"},"OK"]
[{"$nulls":13},0.25034159421920776,0.3147779107093811,8.480913162231445,null,{"v":2.958049944057062,"d":"2.95805"},{"v":9.7477887808903186E-4,"d":"0.00097"},{"v":-9.5840578079225969E-4,"d":"-0.00096"},{"v":1.7791070938111264E-4,"d":"0.00018"},"OK"]
[{"$nulls":13},0.2502415180206299,0.31308290362358093,8.472047805786133,null,{"v":-2.17997869984653,"d":"-2.17998"},{"v":1.849855539223311E-3,"d":"0.00185"},{"v":-1.0584819793701403E-3,"d":"-0.00106"},{"v":-1.5170963764190581E-3,"d":"-0.00152"},"OK"]
[{"$nulls":13},0.253841370344162,0.3219389319419861,8.74499225616455,null,{"v":1.237433900771462,"d":"1.23743"},{"v":0.007766497619602395,"d":"0.00777"},{"v":0.002541370344161964,"d":"0.00254"},{"v":0.007338931941986093,"d":"0.00734"},"NG"]
[{"$nulls":13},0.25760188698768616,0.3140128552913666,8.501872062683105,null,{"v":-0.09290147279106774,"d":"-0.09290"},{"v":0.006329179924322268,"d":"0.00633"},{"v":0.006301886987686134,"d":"0.00630"},{"v":-5.8714470863341361E-4,"d":"-0.00059"},"OK"]
[{"$nulls":13},0.24835525453090668,0.3177633583545685,8.550867080688477,null,{"v":2.320419130440275,"d":"2.32042"},{"v":0.004321847053883798,"d":"0.00432"},{"v":-0.002944745469093346,"d":"-0.00294"},{"v":0.003163358354568491,"d":"0.00316"},"OK"]
[{"$nulls":13},0.25267305970191956,0.315295547246933,8.521919250488281,null,{"v":0.4688876943160692,"d":"0.46889"},{"v":1.5391812491553488E-3,"d":"0.00154"},{"v":1.3730597019195323E-3,"d":"0.00137"},{"v":6.9554724693299264E-4,"d":"0.00070"},"OK"]
[{"$nulls":13},0.2521103024482727,0.31599393486976624,8.501015663146973,null,{"v":1.0442359716353469,"d":"1.04424"},{"v":0.001612341303454991,"d":"0.00161"},{"v":8.1030244827268172E-4,"d":"0.00081"},{"v":1.3939348697662444E-3,"d":"0.00139"},"OK"]
[{"$nulls":13},0.24824023246765137,0.31194549798965454,8.404760360717773,null,{"v":-2.426997605602835,"d":"-2.42700"},{"v":0.004050747866128305,"d":"0.00405"},{"v":-3.0597675323486557E-3,"d":"-0.00306"},{"v":-2.6545020103454493E-3,"d":"-0.00265"},"OK"]
[{"$nulls":13},0.250360906124115,0.32333627343177795,8.78080940246582,null,{"v":1.6778787933139134,"d":"1.67788"},{"v":0.008786601776711762,"d":"0.00879"},{"v":-9.3909387588503312E-4,"d":"-0.00094"},{"v":0.008736273431777963,"d":"0.00874"},"NG"]
[{"$nulls":13},0.24942313134670258,0.31339555978775024,8.444231986999512,null,{"v":-2.5710541500346236,"d":"-2.57105"},{"v":2.2300924121243923E-3,"d":"0.00223"},{"v":-1.8768686532974477E-3,"d":"-0.00188"},{"v":-1.2044402122497473E-3,"d":"-0.00120"},"OK"]
[{"$nulls":13},0.24863240122795105,0.31567493081092834,8.548908233642578,null,{"v":2.758538704592464,"d":"2.75854"},{"v":0.002876031894280778,"d":"0.00288"},{"v":-2.6675987720489736E-3,"d":"-0.00267"},{"v":1.0749308109283544E-3,"d":"0.00107"},"OK"]
[{"$nulls":13},0.2530651390552521,0.30821749567985535,8.324893951416016,null,{"v":-1.3009812982288078,"d":"-1.30098"},{"v":0.006622090099133442,"d":"0.00662"},{"v":1.7651390552520518E-3,"d":"0.00177"},{"v":-0.006382504320144644,"d":"-0.00638"},"OK"]
[{"$nulls":13},0.2507728040218353,0.3144952356815338,8.471450805664062,null,{"v":-2.945428286390933,"d":"-2.94543"},{"v":5.3750456911240624E-4,"d":"0.00054"},{"v":-5.2719597816469621E-4,"d":"-0.00053"},{"v":-1.0476431846617748E-4,"d":"-0.00010"},"OK"]
[{"$nulls":13},0.24743761122226715,0.3205716907978058,8.655627250671387,null,{"v":2.1449067918423994,"d":"2.14491"},{"v":0.007111901156157561,"d":"0.00711"},{"v":-3.8623887777328716E-3,"d":"-0.00386"},{"v":0.005971690797805796,"d":"0.00597"},"NG"]
[{"$nulls":13},0.25266337394714355,0.31076791882514954,8.43256950378418,null,{"v":-1.2289824973629093,"d":"-1.22898"},{"v":4.0673867102100055E-3,"d":"0.00407"},{"v":1.3633739471435313E-3,"d":"0.00136"},{"v":-0.003832081174850454,"d":"-0.00383"},"OK"]
[{"$nulls":13},0.2536070942878723,0.31415846943855286,8.42880630493164,null,{"v":-0.1890930484426483,"d":"-0.18909"},{"v":0.002348964301522008,"d":"0.00235"},{"v":0.002307094287872291,"d":"0.00231"},{"v":-4.4153056144713432E-4,"d":"-0.00044"},"OK"]
[{"$nulls":13},0.25575169920921326,0.31372344493865967,8.469965934753418,null,{"v":-0.19441637046842855,"d":"-0.19442"},{"v":0.004537176944408391,"d":"0.00454"},{"v":4.4516992092132335E-3,"d":"0.00445"},{"v":-8.765550613403229E-4,"d":"-0.00088"},"OK"]
[{"$nulls":13},0.25010401010513306,0.3127423822879791,8.414346694946289,null,{"v":-2.142821833082474,"d":"-2.14282"},{"v":2.2093291725402827E-3,"d":"0.00221"},{"v":-1.1959898948669665E-3,"d":"-0.00120"},{"v":-1.857617712020865E-3,"d":"-0.00186"},"OK"]
[{"$nulls":13},0.25002047419548035,0.3162217140197754,8.575263023376465,null,{"v":2.2387913775252377,"d":"2.23879"},{"v":2.0657063311051286E-3,"d":"0.00207"},{"v":-0.001279525804519677,"d":"-0.00128"},{"v":1.6217140197753996E-3,"d":"0.00162"},"OK"]
[{"$nulls":13},0.2475535273551941,0.3141994774341583,8.425116539001465,null,{"v":-3.0350905854260337,"d":"-3.03509"},{"v":3.767821068472804E-3,"d":"0.00377"},{"v":-3.7464726448059316E-3,"d":"-0.00375"},{"v":-4.005225658416666E-4,"d":"-0.00040"},"OK"]
[{"$nulls":13},0.2496531754732132,0.31185615062713623,8.3876953125,null,{"v":-2.1113537988713365,"d":"-2.11135"},{"v":3.2001156858762945E-3,"d":"0.00320"},{"v":-1.6468245267868263E-3,"d":"-0.00165"},{"v":-2.7438493728637603E-3,"d":"-0.00274"},"OK"]
[{"$nulls":13},0.25321030616760254,0.3223191499710083,8.759918212890625,null,{"v":1.3281943793528828,"d":"1.32819"},{"v":0.007952015211812526,"d":"0.00795"},{"v":1.9103061676025148E-3,"d":"0.00191"},{"v":0.007719149971008311,"d":"0.00772"},"NG"]
[{"$nulls":13},0.24925008416175842,0.3143610954284668,8.45978832244873,null,{"v":-3.025572442492248,"d":"-3.02557"},{"v":0.002063790284445884,"d":"0.00206"},{"v":-0.002049915838241601,"d":"-0.00205"},{"v":-2.389045715331941E-4,"d":"-0.00024"},"OK"]
[{"$nulls":13},0.2525750994682312,0.3133179247379303,8.453330993652344,null,{"v":-0.7881260866997707,"d":"-0.78813"},{"v":1.8082023203984958E-3,"d":"0.00181"},{"v":1.2750994682311778E-3,"d":"0.00128"},{"v":-1.2820752620696931E-3,"d":"-0.00128"},"OK"]
[{"$nulls":13},0.25128746032714844,0.31807392835617065,8.592700958251953,null,{"v":1.5744059632364422,"d":"1.57441"},{"v":0.003473950988025282,"d":"0.00347"},{"v":-1.2539672851585181E-5,"d":"-0.00001"},{"v":3.4739283561706635E-3,"d":"0.00347"},"OK"]
[{"$nulls":13},0.25003135204315186,0.3145596981048584,8.511669158935547,null,{"v":-3.109835738019378,"d":"-3.10984"},{"v":1.2692879425752986E-3,"d":"0.00127"},{"v":-1.2686479568481679E-3,"d":"-0.00127"},{"v":-4.03018951415923e-05,"d":"-0.00004"},"OK"]
[{"$nulls":13},0.2541787028312683,0.3123834431171417,8.415974617004395,null,{"v":-0.6561690576085413,"d":"-0.65617"},{"v":3.633187912247096E-3,"d":"0.00363"},{"v":2.8787028312682876E-3,"d":"0.00288"},{"v":-0.002216556882858267,"d":"-0.00222"},"OK"]
[{"$nulls":13},0.2509591579437256,0.31245458126068115,8.42951774597168,null,{"v":-1.728349319742701,"d":"-1.72835"},{"v":0.002172324762632379,"d":"0.00217"},{"v":-3.4084205627443737E-4,"d":"-0.00034"},{"v":-2.1454187393188384E-3,"d":"-0.00215"},"OK"]
[{"$nulls":13},0.25093767046928406,0.30671849846839905,8.283772468566895,null,{"v":-1.6167361263083007,"d":"-1.61674"},{"v":0.007889825668635326,"d":"0.00789"},{"v":-3.6232953071596515E-4,"d":"-0.00036"},{"v":-0.007881501531600943,"d":"-0.00788"},"NG"]
[{"$nulls":13},0.24954286217689514,0.31738051772117615,8.571438789367676,null,{"v":2.1343751311487305,"d":"2.13438"},{"v":3.2891962737362467E-3,"d":"0.00329"},{"v":-0.001757137823104881,"d":"-0.00176"},{"v":0.002780517721176157,"d":"0.00278"},"OK"]
[{"$nulls":13},0.2534778118133545,0.3137572109699249,8.494738578796387,null,{"v":-0.3692398506735906,"d":"-0.36924"},{"v":0.002335199701010846,"d":"0.00234"},{"v":2.1778118133544684E-3,"d":"0.00218"},{"v":-8.427890300750639E-4,"d":"-0.00084"},"OK"]
[{"$nulls":13},0.2510296404361725,0.3202829360961914,8.621349334716797,null,{"v":1.6183344073733397,"d":"1.61833"},{"v":0.00568936349402535,"d":"0.00569"},{"v":-2.7035956382753795E-4,"d":"-0.00027"},{"v":5.6829360961914155E-3,"d":"0.00568"},"OK"]
[{"$nulls":13},0.25234749913215637,0.31705182790756226,8.579257011413574,null,{"v":1.1670367471739869,"d":"1.16704"},{"v":2.6662172679977635E-3,"d":"0.00267"},{"v":1.0474991321563487E-3,"d":"0.00105"},{"v":0.002451827907562265,"d":"0.00245"},"OK"]
[{"$nulls":13},0.24665847420692444,0.3090071678161621,8.294462203979492,null,{"v":-2.2635085875053957,"d":"-2.26351"},{"v":0.007267980016783119,"d":"0.00727"},{"v":-4.641525793075584E-3,"d":"-0.00464"},{"v":-0.005592832183837881,"d":"-0.00559"},"NG"]
[{"$nulls":13},0.2507120668888092,0.31073546409606934,8.320112228393555,null,{"v":-1.7217741281741186,"d":"-1.72177"},{"v":0.00390900282629773,"d":"0.00391"},{"v":-5.8793311119081882E-4,"d":"-0.00059"},{"v":-3.8645359039306553E-3,"d":"-0.00386"},"OK"]
[{"$nulls":13},0.25516870617866516,0.3112618923187256,8.407663345336914,null,{"v":-0.7119062018618538,"d":"-0.71191"},{"v":0.005109779876729036,"d":"0.00511"},{"v":0.003868706178665138,"d":"0.00387"},{"v":-3.3381076812744053E-3,"d":"-0.00334"},"OK"]
[{"$nulls":13},0.24819588661193848,0.31417417526245117,8.442770957946777,null,{"v":-3.0052627881124048,"d":"-3.00526"},{"v":3.133184742885656E-3,"d":"0.00313"},{"v":-3.1041133880615464E-3,"d":"-0.00310"},{"v":-4.2582473754881986E-4,"d":"-0.00043"},"OK"]
[{"$nulls":13},0.25265437364578247,0.3154844343662262,8.495302200317383,null,{"v":0.5784959813237665,"d":"0.57850"},{"v":1.6175760014762793E-3,"d":"0.00162"},{"v":1.3543736457824473E-3,"d":"0.00135"},{"v":8.8443436622620563E-4,"d":"0.00088"},"OK"]
[{"$nulls":13},0.2519180476665497,0.312537282705307,8.422510147094727,null,{"v":-1.2796809366326132,"d":"-1.27968"},{"v":0.0021533196594916,"d":"0.00215"},{"v":6.1804766654965893E-4,"d":"0.00062"},{"v":-0.002062717294692984,"d":"-0.00206"},"OK"]
[{"$nulls":13},0.2506580054759979,0.31323957443237305,8.420166015625,null,{"v":-2.01171813507207,"d":"-2.01172"},{"v":1.5042987382504094E-3,"d":"0.00150"},{"v":-6.4199452400209812E-4,"d":"-0.00064"},{"v":-1.3604255676269443E-3,"d":"-0.00136"},"OK"]
[{"$nulls":13},0.25246182084083557,0.3180878460407257,8.589872360229492,null,{"v":1.2492507998897289,"d":"1.24925"},{"v":3.6762613712854916E-3,"d":"0.00368"},{"v":1.1618208408355477E-3,"d":"0.00116"},{"v":3.4878460407257172E-3,"d":"0.00349"},"OK"]
[{"$nulls":13},0.2482621818780899,0.31203460693359375,8.360466957092285,null,{"v":-2.440308820935079,"d":"-2.44031"},{"v":0.003976126321807537,"d":"0.00398"},{"v":-3.0378181219101186E-3,"d":"-0.00304"},{"v":-0.002565393066406241,"d":"-0.00257"},"OK"]
[{"$nulls":13},0.24857690930366516,0.3200770914554596,8.627958297729492,null,{"v":2.032183981724871,"d":"2.03218"},{"v":0.006116678326668331,"d":"0.00612"},{"v":-2.7230906963348605E-3,"d":"-0.00272"},{"v":0.005477091455459605,"d":"0.00548"},"OK"]
[{"$nulls":13},0.2535788118839264,0.325823038816452,8.874970436096191,null,{"v":1.370472039734463,"d":"1.37047"},{"v":0.011452055879968153,"d":"0.01145"},{"v":2.2788118839263674E-3,"d":"0.00228"},{"v":0.011223038816452036,"d":"0.01122"},"NG"]
[{"$nulls":13},0.2543669641017914,0.32259371876716614,8.811098098754883,null,{"v":1.2044447813483734,"d":"1.20444"},{"v":0.008561881132684636,"d":"0.00856"},{"v":0.003066964101791359,"d":"0.00307"},{"v":0.007993718767166147,"d":"0.00799"},"NG"]
[{"$nulls":13},0.24889054894447327,0.32015296816825867,8.70806884765625,null,{"v":1.9801838917644696,"d":"1.98018"},{"v":0.006053173536804733,"d":"0.00605"},{"v":-2.4094510555267555E-3,"d":"-0.00241"},{"v":0.005552968168258676,"d":"0.00555"},"OK"]
[{"$nulls":13},0.24993003904819489,0.30958807468414307,8.338373184204102,null,{"v":-1.8376188336294166,"d":"-1.83762"},{"v":0.005195785636571083,"d":"0.00520"},{"v":-1.3699609518051372E-3,"d":"-0.00137"},{"v":-0.005011925315856924,"d":"-0.00501"},"OK"]
[{"$nulls":13},0.2501741647720337,0.30959686636924744,8.350642204284668,null,{"v":-1.792135531317204,"d":"-1.79214"},{"v":0.005128240545030745,"d":"0.00513"},{"v":-1.1258352279663315E-3,"d":"-0.00113"},{"v":-0.005003133630752554,"d":"-0.00500"},"OK"]
[{"$nulls":13},0.25104445219039917,0.31413888931274414,8.413995742797852,null,{"v":-2.0768588285787635,"d":"-2.07686"},{"v":5.2718853258901265E-4,"d":"0.00053"},{"v":-2.5554780960085349E-4,"d":"-0.00026"},{"v":-4.6111068725585008E-4,"d":"-0.00046"},"OK"]
[{"$nulls":13},0.25153401494026184,0.316145658493042,8.508846282958984,null,{"v":1.4205360484940213,"d":"1.42054"},{"v":1.5632732228815962E-3,"d":"0.00156"},{"v":2.3401494026181752E-4,"d":"0.00023"},{"v":1.5456584930420014E-3,"d":"0.00155"},"OK"]
[{"$nulls":13},0.2504492402076721,0.31512975692749023,8.515913009643555,null,{"$f":"(ATAN2($N963-$A$3, $O963-$A$6))-$C$15","v":{"v":2.5846584630827314,"d":"2.58466"}},{"$f":"SQRT(($N963-$A$3)^2+($O963-$A$6)^2)","v":{"v":1.0022148604295E-3,"d":"0.00100"}},{"v":-8.5075979232790411E-4,"d":"-0.00085"},{"v":5.2975692749024383E-4,"d":"0.00053"},{"$f":"IF(($T963/$A$9)^2 +($U963/$A$12)^2<=1, \"OK\", \"NG\")","v":"OK"}]
[{"$nulls":13},0.24973569810390472,0.31633493304252625,8.539754867553711,null,{"v":2.3045221300913523,"d":"2.30452"},{"v":2.3360293414631493E-3,"d":"0.00234"},{"$f":"$S964*COS($R964)","v":{"v":-1.5643018960952992E-3,"d":"-0.00156"}},{"$f":"$S964*SIN($R964)","v":{"v":1.7349330425262546E-3,"d":"0.00173"}},"OK"]
[{"$nulls":13},0.25226497650146484,0.31148824095726013,8.38398551940918,null,{"v":-1.270093556854028,"d":"-1.27009"},{"v":3.2579478185588806E-3,"d":"0.00326"},{"v":9.6497650146482028E-4,"d":"0.00096"},{"v":-0.003111759042739859,"d":"-0.00311"},"OK"]
[{"$nulls":13},0.2502095103263855,0.3057541847229004,8.177444458007812,null,{"v":-1.6934549277950033,"d":"-1.69345"},{"v":0.008912778222576202,"d":"0.00891"},{"v":-1.0904896736145247E-3,"d":"-0.00109"},{"v":-0.0088458152770996,"d":"-0.00885"},"NG"]
[{"$nulls":13},0.2520182132720947,0.31952375173568726,8.6585111618042,null,{"v":1.425950788033875,"d":"1.42595"},{"v":0.004975857861605005,"d":"0.00498"},{"v":7.1821327209470364E-4,"d":"0.00072"},{"v":0.004923751735687265,"d":"0.00492"},"OK"]
[{"$nulls":13},0.2504420578479767,0.30909812450408936,8.358059883117676,null,{"v":-1.7254868380740112,"d":"-1.72549"},{"v":5.5683658921375076E-3,"d":"0.00557"},{"v":-8.5794215202333846E-4,"d":"-0.00086"},{"v":-0.005501875495910636,"d":"-0.00550"},"OK"]
[{"$nulls":13},0.25335219502449036,0.3164287507534027,8.545868873596191,null,{"v":0.7278869588262918,"d":"0.72789"},{"v":2.7487876848919946E-3,"d":"0.00275"},{"v":0.002052195024490333,"d":"0.00205"},{"v":1.8287507534027192E-3,"d":"0.00183"},"OK"]
[{"$nulls":13},0.2538664937019348,0.31423744559288025,8.530157089233398,null,{"v":-0.14033590157386105,"d":"-0.14034"},{"v":0.002591975235258411,"d":"0.00259"},{"v":0.002566493701934791,"d":"0.00257"},{"v":-3.6255440711974169E-4,"d":"-0.00036"},"OK"]
[{"$nulls":13},0.25093942880630493,0.315427303314209,8.459050178527832,null,{"v":1.9818119144247275,"d":"1.98181"},{"v":9.0246460286478171E-4,"d":"0.00090"},{"v":-3.6057119369509161E-4,"d":"-0.00036"},{"v":8.2730331420899372E-4,"d":"0.00083"},"OK"]
[{"$nulls":13},0.24942031502723694,0.3136717677116394,8.498322486877441,null,{"v":-2.682898580524718,"d":"-2.68290"},{"v":2.0963851692822316E-3,"d":"0.00210"},{"v":-1.8796849727630847E-3,"d":"-0.00188"},{"v":-9.282322883605869E-4,"d":"-0.00093"},"OK"]
[{"$nulls":13},0.24598336219787598,0.3087235689163208,8.329548835754395,null,{"v":-2.306223632431785,"d":"-2.30622"},{"v":0.007924587042881502,"d":"0.00792"},{"v":-0.005316637802124046,"d":"-0.00532"},{"v":-0.005876431083679191,"d":"-0.00588"},"NG"]
[{"$nulls":13},0.25015681982040405,0.3107813596725464,8.35537052154541,null,{"v":-1.8616735553302302,"d":"-1.86167"},{"v":3.9860851563251936E-3,"d":"0.00399"},{"v":-1.14318017959597E-3,"d":"-0.00114"},{"v":-3.818640327453604E-3,"d":"-0.00382"},"OK"]
[{"$nulls":13},0.2524988353252411,0.31570905447006226,8.550426483154297,null,{"v":0.7465160613574733,"d":"0.74652"},{"v":1.6331588883543888E-3,"d":"0.00163"},{"v":1.1988353252410655E-3,"d":"0.00120"},{"v":0.001109054470062265,"d":"0.00111"},"OK"]
[{"$nulls":13},0.24664686620235443,0.31424975395202637,8.512694358825684,null,{"v":-3.06646332421193,"d":"-3.06646"},{"v":0.00466629686506472,"d":"0.00467"},{"v":-0.004653133797645592,"d":"-0.00465"},{"v":-3.5024604797362455E-4,"d":"-0.00035"},"OK"]
[{"$nulls":13},0.25331324338912964,0.31352314352989197,8.449755668640137,null,{"v":-0.49116566646057386,"d":"-0.49117"},{"v":2.2831488784325065E-3,"d":"0.00228"},{"v":2.0132433891296157E-3,"d":"0.00201"},{"v":-1.076856470108023E-3,"d":"-0.00108"},"OK"]
[{"$nulls":13},0.24886563420295715,0.3135053515434265,8.431110382080078,null,{"v":-2.719017567189264,"d":"-2.71902"},{"v":2.6691556862219303E-3,"d":"0.00267"},{"v":-2.4343657970428696E-3,"d":"-0.00243"},{"v":-1.0946484565734777E-3,"d":"-0.00109"},"OK"]
[{"$nulls":13},0.24845759570598602,0.3145444095134735,8.458603858947754,null,{"v":-3.1220375887038996,"d":"-3.12204"},{"v":2.8429478491209573E-3,"d":"0.00284"},{"v":-2.8424042940140004E-3,"d":"-0.00284"},{"v":-5.5590486526480393E-5,"d":"-0.00006"},"OK"]
[{"$nulls":13},0.2546283006668091,0.3240135908126831,8.845303535461426,null,{"v":1.2309505680045425,"d":"1.23095"},{"v":0.009984652087945457,"d":"0.00998"},{"v":0.003328300666809059,"d":"0.00333"},{"v":0.009413590812683115,"d":"0.00941"},"NG"]
[{"$nulls":13},0.25033217668533325,0.31970468163490295,8.658036231994629,null,{"v":1.75816758232477,"d":"1.75817"},{"v":5.1956189777665725E-3,"d":"0.00520"},{"v":-9.678233146667713E-4,"d":"-0.00097"},{"v":0.005104681634902963,"d":"0.00510"},"OK"]
[{"$nulls":13},0.24627147614955902,0.30657726526260376,8.232707977294922,null,{"v":-2.1306776762663673,"d":"-2.13068"},{"v":0.00946838554248179,"d":"0.00947"},{"v":-5.0285238504410015E-3,"d":"-0.00503"},{"v":-8.022734737396231E-3,"d":"-0.00802"},"NG"]
[{"$nulls":13},0.24678079783916473,0.31262457370758057,8.392390251159668,null,{"v":-2.7295025739376615,"d":"-2.72950"},{"v":4.9320885238690005E-3,"d":"0.00493"},{"v":-0.004519202160835289,"d":"-0.00452"},{"v":-1.9754262924194244E-3,"d":"-0.00198"},"OK"]
[{"$nulls":13},0.2507361173629761,0.31379276514053345,8.431699752807617,null,{"v":-2.180539087588374,"d":"-2.18054"},{"v":9.8467849914327522E-4,"d":"0.00098"},{"v":-5.6388263702394892E-4,"d":"-0.00056"},{"v":-8.0723485946654361E-4,"d":"-0.00081"},"OK"]
[{"$nulls":13},0.2527749240398407,0.31666749715805054,8.52531623840332,null,{"v":0.9511426869264517,"d":"0.95114"},{"v":2.539674274753954E-3,"d":"0.00254"},{"v":0.001474924039840675,"d":"0.00147"},{"v":2.0674971580505463E-3,"d":"0.00207"},"OK"]
[{"$nulls":13},0.24880556762218475,0.30620425939559937,8.220702171325684,null,{"v":-1.859596782735313,"d":"-1.85960"},{"v":0.008758461804670641,"d":"0.00876"},{"v":-0.002494432377815269,"d":"-0.00249"},{"v":-0.008395740604400626,"d":"-0.00840"},"NG"]
[{"$nulls":13},0.2528170943260193,0.31914249062538147,8.635347366333008,null,{"v":1.2484652109235237,"d":"1.24847"},{"v":0.004789133144496869,"d":"0.00479"},{"v":1.5170943260192633E-3,"d":"0.00152"},{"v":4.542490625381479E-3,"d":"0.00454"},"OK"]
[{"$nulls":13},0.24851784110069275,0.31167829036712646,8.339442253112793,null,{"v":-2.3317333900656467,"d":"-2.33173"},{"v":0.004034451055573809,"d":"0.00403"},{"v":-2.7821588993072743E-3,"d":"-0.00278"},{"v":-2.9217096328735272E-3,"d":"-0.00292"},"OK"]
[{"$nulls":13},0.2606963515281677,0.31293508410453796,8.524126052856445,null,{"v":-0.17536735912795942,"d":"-0.17537"},{"v":0.009542712768383088,"d":"0.00954"},{"v":0.009396351528167701,"d":"0.00940"},{"v":-0.001664915895462027,"d":"-0.00166"},"NG"]
[{"$nulls":13},0.2528694272041321,0.32060813903808594,8.674898147583008,null,{"v":1.3152887990334485,"d":"1.31529"},{"v":6.209737228743426E-3,"d":"0.00621"},{"v":1.5694272041320563E-3,"d":"0.00157"},{"v":0.006008139038085947,"d":"0.00601"},"OK"]
[{"$nulls":13},0.25285226106643677,0.3064494729042053,8.243165016174316,null,{"v":-1.38260090247931,"d":"-1.38260"},{"v":0.008297023945828916,"d":"0.00830"},{"v":1.5522610664367453E-3,"d":"0.00155"},{"v":-0.00815052709579467,"d":"-0.00815"},"NG"]
[{"$nulls":13},0.2505706548690796,0.3066392242908478,8.214903831481934,null,{"v":-1.6621586172948566,"d":"-1.66216"},{"v":0.007994116224538224,"d":"0.00799"},{"v":-7.2934513092043341E-4,"d":"-0.00073"},{"v":-0.007960775709152212,"d":"-0.00796"},"NG"]
[{"$nulls":13},0.25040239095687866,0.31394076347351074,8.463930130004883,null,{"v":-2.5081270485230536,"d":"-2.50813"},{"v":0.00111368523028316,"d":"0.00111"},{"v":-8.9760904312136114E-4,"d":"-0.00090"},{"v":-6.5923652648924858E-4,"d":"-0.00066"},"OK"]
[{"$nulls":13},0.24726109206676483,0.30455732345581055,8.163755416870117,null,{"v":-1.9531758245969422,"d":"-1.95318"},{"v":0.010824422823613414,"d":"0.01082"},{"v":-0.00403890793323519,"d":"-0.00404"},{"v":-0.010042676544189444,"d":"-0.01004"},"NG"]
[{"$nulls":13},0.2533804476261139,0.3158092796802521,8.546537399291992,null,{"v":0.5265256399194278,"d":"0.52653"},{"v":0.002406370642705195,"d":"0.00241"},{"v":2.0804476261138682E-3,"d":"0.00208"},{"v":1.2092796802520846E-3,"d":"0.00121"},"OK"]
[{"$nulls":13},0.2508834898471832,0.3150816857814789,8.540604591369629,null,{"v":2.283758627254449,"d":"2.28376"},{"v":6.3679031044638283E-4,"d":"0.00064"},{"v":-4.1651015281679571E-4,"d":"-0.00042"},{"v":4.8168578147889118E-4,"d":"0.00048"},"OK"]
[{"$nulls":13},0.25022754073143005,0.31519263982772827,8.505173683166504,null,{"v":2.6367563047521907,"d":"2.63676"},{"v":0.001225312551209462,"d":"0.00123"},{"v":-1.0724592685699694E-3,"d":"-0.00107"},{"v":5.9263982772828116E-4,"d":"0.00059"},"OK"]
[{"$nulls":13},0.250705361366272,0.3157627582550049,8.547858238220215,null,{"v":2.043525057230295,"d":"2.04353"},{"v":1.3059869311382807E-3,"d":"0.00131"},{"v":-5.9463863372805081E-4,"d":"-0.00059"},{"v":1.162758255004892E-3,"d":"0.00116"},"OK"]
[{"$nulls":13},0.2467770129442215,0.3215595781803131,8.741395950317383,null,{"v":2.1470969214000677,"d":"2.14710"},{"v":0.00830018917583392,"d":"0.00830"},{"v":-4.522987055778525E-3,"d":"-0.00452"},{"v":0.00695957818031312,"d":"0.00696"},"NG"]
[{"$nulls":13},0.2541959881782532,0.31716257333755493,8.597456932067871,null,{"v":0.724392874765403,"d":"0.72439"},{"v":3.8669793946864354E-3,"d":"0.00387"},{"v":2.8959881782531505E-3,"d":"0.00290"},{"v":0.002562573337554941,"d":"0.00256"},"OK"]
[{"$nulls":13},0.2540493607521057,0.3110411763191223,8.340688705444336,null,{"v":-0.9130202199130381,"d":"-0.91302"},{"v":0.004497133591166143,"d":"0.00450"},{"v":0.002749360752105689,"d":"0.00275"},{"v":-0.003558823680877676,"d":"-0.00356"},"OK"]
[{"$nulls":13},0.24903705716133118,0.3126886487007141,8.394695281982422,null,{"v":-2.440223936802579,"d":"-2.44022"},{"v":2.9621232385510965E-3,"d":"0.00296"},{"v":-0.002262942838668846,"d":"-0.00226"},{"v":-1.9113512992858799E-3,"d":"-0.00191"},"OK"]