{"text_format":"3","workbook":"xlsx","n_sheets":21,"sheets":["Export","CDGM","Chance","China","Cornfr","Corning","Heraeus","Hikari","Hoya","Kodak","Mitsui","Nikon","NHG","NSG","Ohara","Osaka","Pilkington","Schott","Special","Sumita","Zeon"],"not_rendered":{"charts":1,"images":1,"macros":1,"defined_names":5},"read":"whole","date_system":"1900"}

{"sheet":"Export","index":0,"n_rows":28,"n_cols":10,"rows_kept":28}
[{"v":280,"d":"280.00"},{"v":1.9094387407322255,"d":"1.90944"},{"$nulls":4},"Glass Mfg","Type","Row"]
[{"v":290,"d":"290.00"},{"v":1.8979091771537993,"d":"1.89791"},{"$nulls":4},"Schott","LASFN30",221," No guarantee of accuracy - use at your own risk."]
[{"v":300,"d":"300.00"},{"v":1.8880094218422239,"d":"1.88801"},{"v":8.4604707101683059E-6,"d":"8.460E-06"}]
[{"v":310,"d":"310.00"},{"v":1.8794190620508542,"d":"1.87942"},{"v":6.6461963232638062E-6,"d":"6.646E-06"}]
[{"v":320,"d":"320.00"},{"v":1.871897906540942,"d":"1.87190"},{"v":4.7955729144321148E-6,"d":"4.796E-06"}]
[{"v":334.1,"d":"334.10"},{"v":1.8627624552585031,"d":"1.86276"},{"v":2.7162471351145882E-6,"d":"2.716E-06"}]
[{"v":350,"d":"350.00"},{"v":1.8540998576695353,"d":"1.85410"},{"v":1.1738052811557087E-6,"d":"1.174E-06"}]
[{"v":365.0146,"d":"365.01"},{"v":1.8471727842472518,"d":"1.84717"},{"v":6.1208009311276934E-7,"d":"6.121E-07"}]
[{"v":370,"d":"370.00"},{"v":1.8450969602550493,"d":"1.84510"},{"v":4.9101202334736507E-7,"d":"4.910E-07"}]
[{"v":380,"d":"380.00"},{"v":1.8412251203592371,"d":"1.84123"},{"v":3.1021609127134451E-7,"d":"3.102E-07"}]
[{"v":390,"d":"390.00"},{"v":1.8377013555038793,"d":"1.83770"},{"v":1.8906160392025552E-7,"d":"1.891E-07"}]
[{"v":400,"d":"400.00"},{"v":1.8344827889301782,"d":"1.83448"},{"v":1.4813267985436946E-7,"d":"1.481E-07"}]
[{"v":404.6561,"d":"404.66"},{"v":1.8330779545852225,"d":"1.83308"},{"v":1.2354314750713521E-7,"d":"1.235E-07"}]
[{"v":420,"d":"420.00"},{"v":1.8288217860568767,"d":"1.82882"},{"v":8.0699261131115718E-8,"d":"8.070E-08"}]
[{"v":435.8343,"d":"435.83"},{"v":1.8249524845016047,"d":"1.82495"},{"v":5.5715306138697262E-8,"d":"5.572E-08"}]
[{"v":460,"d":"460.00"},{"v":1.8198818074795216,"d":"1.81988"},{"v":3.669745719890664E-8,"d":"3.670E-08"}]
[{"v":500,"d":"500.00"},{"v":1.8131772930308443,"d":"1.81318"},{"v":3.1894820871817394E-8,"d":"3.189E-08"}]
[{"v":546.074,"d":"546.07"},{"v":1.807302322000514,"d":"1.80730"},{"v":2.6112300983320385E-8,"d":"2.611E-08"}]
[{"v":580,"d":"580.00"},{"v":1.8038662833262378,"d":"1.80387"},{"v":1.8480460025004974E-8,"d":"1.848E-08"}]
[{"v":620,"d":"620.00"},{"v":1.800518125320674,"d":"1.80052"},{"v":1.9754974509488073E-8,"d":"1.975E-08"}]
[{"v":660,"d":"660.00"},{"v":1.7977450708251734,"d":"1.79775"},{"v":1.0509481861223348E-8,"d":"1.051E-08"}]
[{"v":700,"d":"700.00"},{"v":1.7954080270925041,"d":"1.79541"},{"v":1.1146420155842944E-8,"d":"1.115E-08"}]
[{"v":1060,"d":"1060.00"},{"v":1.7835198964454162,"d":"1.78352"},{"v":1.6878864807419315E-8,"d":"1.688E-08"}]
[{"v":1529.6,"d":"1529.60"},{"v":1.7748723008539171,"d":"1.77487"},{"v":2.4356520386253383E-8,"d":"2.436E-08"}]
[{"v":1970.1,"d":"1970.10"},{"v":1.7669979322786613,"d":"1.76700"},{"v":4.7388985671886249E-7,"d":"4.739E-07"},null,null,"X"," Copy includes only wavelengths for which k is defined."]
[{"v":2325.4,"d":"2325.40"},{"v":1.7596972137272457,"d":"1.75970"},{"v":3.8993811439992653E-6,"d":"3.899E-06"},{"$nulls":3}," Exception: k=0 for all wavelengths (blank column C)."]
[]
[{"$nulls":4},"NOTE: The FilmStar version CodeV_Glass_FS.xlsm automates saving in FilmStar *.itw format"]

{"sheet":"CDGM","index":1,"n_rows":299,"n_cols":48,"rows_kept":299}
["Name","Eqn","A1","A2","A3","A4","A5","A6","A7","A8","A9","A10","t (mm)",280,290,300,310,320,330,340,350,360,370,380,390,400,420,440,460,480,500,550,600,650,700,800,850,900,950,1000,1060,1200,1400,1600,1800,2000,2200,2400]
["BAF2","L",2.4166725,-7.4672552E-3,{"v":0.016866846,"d":"1.69E-02"},{"v":-1.2969727e-05,"d":"-1.30E-05"},{"v":5.159926e-05,"d":"5.16E-05"},{"v":-1.8180361e-06,"d":"-1.82E-06"},{"v":0,"d":"0.00E+00"},{"v":0,"d":"0.00E+00"},{"v":0,"d":"0.00E+00"},{"v":0,"d":"0.00E+00"},10,0,0,0,0.03,0.31,0.69,0.88,0.949,0.974,0.986,0.989,0.993,0.994,0.995,0.995,0.996,0.996,0.997,0.997,0.997,0.997,0.997,0.998,0.998,0.998,0.998,0.998,0.998,0.998,0.997,0.998,0.974,0.947,0.88,0.86]
["BAF3","L",2.4533945,-0.00921702909999999,0.014211471,{"v":0.00052262954,"d":"5.23E-04"},{"v":-3.2362906e-05,"d":"-3.24E-05"},{"v":2.1397007E-6,"d":"2.14E-06"},{"v":0,"d":"0.00E+00"},{"v":0,"d":"0.00E+00"},{"v":0,"d":"0.00E+00"},{"v":0,"d":"0.00E+00"},10,0,0,0,0,0.03,0.25,0.59,0.8,0.904,0.952,0.97,0.981,0.987,0.99,0.991,0.992,0.993,0.994,0.995,0.996,0.996,0.996,0.997,0.998,0.998,0.998,0.998,0.998,0.998,0.998,0.998,0.984,0.967,0.917,0.886]
["BAF4","L",2.451472,-0.0065118879,0.019377342,{"v":-0.00030637647,"d":"-3.06E-04"},{"v":1.0174985E-4,"d":"1.02E-04"},-3.9270356e-06,{"v":0,"d":"0.00E+00"},{"v":0,"d":"0.00E+00"},{"v":0,"d":"0.00E+00"},{"v":0,"d":"0.00E+00"},10,0,0,0,0,0.13,0.52,0.79,0.901,0.951,0.971,0.976,0.984,0.989,0.991,0.992,0.993,0.994,0.995,0.996,0.997,0.997,0.997,0.998,0.998,0.998,0.998,0.998,0.998,0.998,0.996,0.994,0.973,0.947,0.893,0.867]
["BAF5","L",2.5221622,-0.0083244289,0.018633401,{"v":5.8265336E-4,"d":"5.83E-04"},{"v":-1.1280645E-5,"d":"-1.13E-05"},{"v":2.0895591e-06,"d":"2.09E-06"},{"v":0,"d":"0.00E+00"},{"v":0,"d":"0.00E+00"},{"v":0,"d":"0.00E+00"},{"v":0,"d":"0.00E+00"},10,0,0,0,0,0.03,0.34,0.71,0.883,0.943,0.968,0.976,0.982,0.987,0.989,0.989,0.99,0.991,0.992,0.993,0.994,0.993,0.993,0.995,0.997,0.997,0.998,0.998,0.998,0.998,0.998,0.998,0.98,0.96,0.922,0.901]
["BAF6","L",2.5302155,-0.0076369172,{"v":0.019460977,"d":"1.95E-02"},{"v":7.9936292E-5,"d":"7.99E-05"},{"v":4.7154385e-05,"d":"4.72E-05"},{"v":-8.474266e-07,"d":"-8.47E-07"},{"v":0,"d":"0.00E+00"},{"v":0,"d":"0.00E+00"},{"v":0,"d":"0.00E+00"},{"v":0,"d":"0.00E+00"},10,0,0,0,0.02,0.26,0.59,0.79,0.89,0.93,0.958,0.973,0.983,0.989,0.989,0.993,0.996,0.998,0.998,0.998,0.998,0.998,0.998,0.998,0.998,0.998,0.998,0.998,0.998,0.998,0.996,0.98,0.96,0.941,0.884,0.77]
["BAF7","L",2.5436416,-0.0086925216,0.020049192,0.00089795352,-4.9734473e-05,5.3556E-6,{"v":0,"d":"0.00E+00"},{"v":0,"d":"0.00E+00"},{"v":0,"d":"0.00E+00"},{"v":0,"d":"0.00E+00"},10,0,0,0,0,0,0.18,0.56,0.79,0.893,0.94,0.956,0.97,0.979,0.985,0.987,0.988,0.99,0.991,0.993,0.993,0.993,0.993,0.995,0.997,0.997,0.998,0.998,0.998,0.998,0.998,0.998,0.977,0.958,0.912,0.894]
["BAF8","L",2.5784699,-0.0083970051,0.021241617,{"v":0.00091997664,"d":"9.20E-04"},{"v":-5.0535003e-05,"d":"-5.05E-05"},{"v":5.8153012e-06,"d":"5.82E-06"},{"v":0,"d":"0.00E+00"},{"v":0,"d":"0.00E+00"},{"v":0,"d":"0.00E+00"},{"v":0,"d":"0.00E+00"},10,0,0,0,0,0,0.11,0.47,0.74,0.865,0.924,0.947,0.963,0.975,0.981,0.982,0.984,0.987,0.988,0.992,0.991,0.989,0.995,0.994,0.995,0.996,0.997,0.998,0.998,0.998,0.998,0.996,0.973,0.95,0.903,0.878]
["DFK61","L",2.21665351,-0.00466455116,0.00907679939,-1.09123599E-4,2.81347967e-05,-1.39681747E-6,{"v":0,"d":"0.00E+00"},{"v":0,"d":"0.00E+00"},{"v":0,"d":"0.00E+00"},{"v":0,"d":"0.00E+00"},10,0.048,0.14,0.311,0.454,0.728,0.863,0.931,0.968,0.983,0.992,0.994,0.995,0.997,0.996,0.997,0.998,0.998,0.998,0.998,0.998,0.998,0.998,0.998,0.998,0.998,0.998,0.998,0.998,0.998,0.998,0.998,0.998,0.998,0.998,0.996]
["DK59","L",2.27042265,-8.76481814E-3,0.0132414328,-0.000548580823,9.37358416E-5,-4.41911546e-06,{"v":0,"d":"0.00E+00"},{"v":0,"d":"0.00E+00"},{"v":0,"d":"0.00E+00"},{"v":0,"d":"0.00E+00"},10,0,0,0,0.08,0.38,0.69,0.86,0.933,0.964,0.979,0.983,0.988,0.99,0.99,0.99,0.992,0.992,0.993,0.994,0.993,0.993,0.994,0.995,0.998,0.998,0.998,0.998,0.998,0.998,0.975,0.995,0.989,0.975,0.87,0.81]
["DK9","L",2.27154844,-0.0108815116,0.00996474656,0.000380487041,-2.93440524e-05,1.45099948E-6,{"v":0,"d":"0.00E+00"},{"v":0,"d":"0.00E+00"},{"v":0,"d":"0.00E+00"},{"v":0,"d":"0.00E+00"},10,0,0.066,0.248,0.504,0.725,0.86,0.937,0.96,0.981,0.989,0.992,0.994,0.996,0.996,0.996,0.996,0.996,0.996,0.996,0.997,0.998,0.998,0.998,0.998,0.998,0.998,0.998,0.998,0.998,0.982,0.995,0.99,0.978,0.906,0.842]
["DK9L","L",2.2702566,-0.0091988101,{"v":0.011609706,"d":"1.16E-02"},{"v":-7.6123911e-05,"d":"-7.61E-05"},{"v":2.8558727e-05,"d":"2.86E-05"},{"v":-1.2566486e-06,"d":"-1.26E-06"},{"v":0,"d":"0.00E+00"},{"v":0,"d":"0.00E+00"},{"v":0,"d":"0.00E+00"},{"v":0,"d":"0.00E+00"},10,0,0.08,0.3,0.54,0.73,0.861,0.936,0.968,0.982,0.987,0.989,0.992,0.994,0.994,0.994,0.995,0.995,0.996,0.996,0.996,0.997,0.998,0.998,0.998,0.998,0.998,0.998,0.998,0.998,0.984,0.998,0.991,0.977,0.889,0.827]
["DLAF050","L",3.0588612,-0.014713037,0.023619508,{"v":0.00067085861,"d":"6.71E-04"},{"v":-2.760135E-5,"d":"-2.76E-05"},2.1299817E-6,{"v":0,"d":"0.00E+00"},{"v":0,"d":"0.00E+00"},{"v":0,"d":"0.00E+00"},{"v":0,"d":"0.00E+00"},10,0,0.07,0.16,0.23,0.42,0.56,0.69,0.79,0.86,0.911,0.942,0.959,0.969,0.979,0.984,0.987,0.99,0.993,0.996,0.996,0.996,0.997,0.997,0.998,0.998,0.998,0.998,0.998,0.998,0.998,0.998,0.991,0.966,0.911,0.68]
["DLAF50","L",3.07490611,-0.0115747081,0.0253759637,{"v":0.000221233049,"d":"2.21E-04"},{"v":3.69552724e-05,"d":"3.70E-05"},-1.22052174e-06,{"v":0,"d":"0.00E+00"},{"v":0,"d":"0.00E+00"},{"v":0,"d":"0.00E+00"},{"v":0,"d":"0.00E+00"},10,0,0,0.077,0.135,0.332,0.498,0.655,0.782,0.869,0.925,0.955,0.97,0.979,0.987,0.99,0.993,0.995,0.996,0.996,0.996,0.997,0.997,0.998,0.998,0.998,0.998,0.998,0.998,0.998,0.998,0.997,0.993,0.976,0.941,0.792]
["DLAF53","L",2.97237085,-0.0132859996,0.0235602874,{"v":0.000319211658,"d":"3.19E-04"},{"v":1.70425085e-05,"d":"1.70E-05"},{"v":-8.96802291e-08,"d":"-8.97E-08"},{"v":0,"d":"0.00E+00"},{"v":0,"d":"0.00E+00"},{"v":0,"d":"0.00E+00"},{"v":0,"d":"0.00E+00"},10,0,0.021,0.046,0.1,0.236,0.394,0.563,0.717,0.824,0.898,0.94,0.962,0.973,0.983,0.987,0.991,0.993,0.995,0.995,0.995,0.996,0.996,0.997,0.998,0.998,0.998,0.998,0.998,0.998,0.997,0.996,0.988,0.964,0.909,0.681]
["DLAF79","L",2.9216709,-0.016405602,0.024564777,0.0010630152,-3.3184678e-05,4.2899849e-06,{"v":0,"d":"0.00E+00"},{"v":0,"d":"0.00E+00"},{"v":0,"d":"0.00E+00"},{"v":0,"d":"0.00E+00"},10,0,0,0,0,0,0,0.12,0.45,0.68,0.8,0.864,0.906,0.935,0.961,0.972,0.98,0.986,0.99,0.994,0.995,0.996,0.998,0.998,0.998,0.998,0.998,0.998,0.998,0.998,0.998,0.998,0.994,0.978,0.944,0.811]
["DLAF82L","L",2.9384022,-0.011000275,0.026895091,-7.4423432E-4,1.6294737E-4,-7.3175367e-06,{"v":0,"d":"0.00E+00"},{"v":0,"d":"0.00E+00"},{"v":0,"d":"0.00E+00"},{"v":0,"d":"0.00E+00"},10,0,0,0.07,0.25,0.48,0.63,0.75,0.837,0.895,0.933,0.956,0.968,0.976,0.982,0.985,0.988,0.991,0.993,0.996,0.996,0.996,0.997,0.997,0.998,0.998,0.998,0.998,0.998,0.998,0.998,0.998,0.989,0.962,0.901,0.66]
["DLAK5","L",2.76433988,-0.0131613327,0.0182673276,0.000301224328,{"v":4.56200323e-06,"d":"4.56E-06"},{"v":-2.05087278e-09,"d":"-2.05E-09"},{"v":0,"d":"0.00E+00"},{"v":0,"d":"0.00E+00"},{"v":0,"d":"0.00E+00"},{"v":0,"d":"0.00E+00"},10,0.063,0.145,0.267,0.416,0.573,0.719,0.824,0.898,0.942,0.967,0.98,0.984,0.989,0.993,0.993,0.996,0.997,0.997,0.997,0.997,0.997,0.997,0.998,0.998,0.998,0.998,0.998,0.998,0.998,0.996,0.996,0.987,0.968,0.911,0.711]
["DLAK6","L",2.81430513,-0.0134495125,0.0196569671,0.000249252546,1.98274573E-5,-8.02641015e-07,{"v":0,"d":"0.00E+00"},{"v":0,"d":"0.00E+00"},{"v":0,"d":"0.00E+00"},{"v":0,"d":"0.00E+00"},10,0,0,0.01,0.16,0.43,0.64,0.78,0.87,0.918,0.949,0.966,0.974,0.977,0.98,0.983,0.987,0.99,0.994,0.996,0.996,0.996,0.996,0.997,0.998,0.998,0.998,0.998,0.998,0.998,0.998,0.998,0.996,0.974,0.922,0.71]
["DLAK70","L",2.73281949,-0.0114137973,0.0202755954,-0.000478308953,1.10158258E-4,-5.30283301e-06,{"v":0,"d":"0.00E+00"},{"v":0,"d":"0.00E+00"},{"v":0,"d":"0.00E+00"},{"v":0,"d":"0.00E+00"},10,0.08,0.16,0.27,0.42,0.57,0.71,0.821,0.895,0.937,0.963,0.986,0.99,0.986,0.99,0.992,0.993,0.994,0.995,0.996,0.996,0.997,0.997,0.998,0.998,0.998,0.998,0.998,0.998,0.998,0.998,0.998,0.994,0.976,0.928,0.74]
["DPK3","L",2.29778839,-0.00944743443,0.0107674711,-7.59126906e-05,2.70221688e-05,-1.2965337e-06,{"v":0,"d":"0.00E+00"},{"v":0,"d":"0.00E+00"},{"v":0,"d":"0.00E+00"},{"v":0,"d":"0.00E+00"},10,0,0,0.055,0.22,0.471,0.693,0.839,0.913,0.95,0.969,0.98,0.986,0.988,0.988,0.988,0.988,0.989,0.992,0.996,0.996,0.996,0.996,0.998,0.998,0.998,0.998,0.998,0.998,0.998,0.997,0.969,0.892,0.805,0.656,0.574]
["DZF10","L",2.7595094,-0.0104875429,0.0298924037,1.21551438E-3,-3.91801667e-05,1.10580161E-5,{"v":0,"d":"0.00E+00"},{"v":0,"d":"0.00E+00"},{"v":0,"d":"0.00E+00"},{"v":0,"d":"0.00E+00"},10,0,0,0,0,0,0,0,0,0.05,0.36,0.65,0.8,0.883,0.945,0.963,0.971,0.978,0.984,0.993,0.993,0.992,0.994,0.998,0.998,0.998,0.998,0.998,0.998,0.998,0.998,0.998,0.979,0.956,0.916,0.87]
["DZF93","L",3.80125332,-0.0264815939,0.0481190715,0.0121421023,-0.00148894236,0.000136817158,{"v":0,"d":"0.00E+00"},{"v":0,"d":"0.00E+00"},{"v":0,"d":"0.00E+00"},{"v":0,"d":"0.00E+00"},10,0,0,0,0,0,0,0,0,0,0,0,0,0.018,0.281,0.575,0.755,0.859,0.918,0.976,0.986,0.988,0.989,0.99,0.995,0.996,0.997,0.997,0.998,0.998,0.996,0.994,0.985,0.962,0.896,0.73]
["DZK2","L",2.46827466,-0.0104485861,0.01366454,{"v":0.000255364655,"d":"2.55E-04"},{"v":-4.77558494e-06,"d":"-4.78E-06"},3.20543262e-07,{"v":0,"d":"0.00E+00"},{"v":0,"d":"0.00E+00"},{"v":0,"d":"0.00E+00"},{"v":0,"d":"0.00E+00"},10,0.022,0.073,0.213,0.422,0.631,0.786,0.881,0.936,0.965,0.979,0.987,0.989,0.991,0.992,0.992,0.995,0.996,0.997,0.997,0.997,0.997,0.998,0.998,0.998,0.998,0.998,0.998,0.998,0.998,0.986,0.992,0.982,0.966,0.888,0.804]
["DZK2L","L",2.473831,-0.007419568,0.018102711,-1.019619E-3,{"v":0.000162803,"d":"1.63E-04"},{"v":-7.65892e-06,"d":"-7.66E-06"},{"v":0,"d":"0.00E+00"},{"v":0,"d":"0.00E+00"},{"v":0,"d":"0.00E+00"},{"v":0,"d":"0.00E+00"},10,0,0,0.07,0.23,0.46,0.66,0.81,0.898,0.944,0.969,0.979,0.985,0.988,0.991,0.991,0.992,0.993,0.994,0.995,0.995,0.995,0.996,0.997,0.998,0.998,0.998,0.998,0.998,0.998,0.998,0.997,0.982,0.962,0.874,0.78]
["DZK3","L",2.48968705,-0.0121700502,0.0125749866,0.000532456449,-5.1039362e-05,2.86502873e-06,{"v":0,"d":"0.00E+00"},{"v":0,"d":"0.00E+00"},{"v":0,"d":"0.00E+00"},{"v":0,"d":"0.00E+00"},10,0,0.02,0.08,0.22,0.43,0.63,0.78,0.882,0.936,0.966,0.98,0.987,0.991,0.994,0.995,0.996,0.996,0.997,0.998,0.998,0.998,0.998,0.998,0.998,0.998,0.998,0.998,0.998,0.998,0.989,0.996,0.979,0.954,0.839,0.69]
["DZK3L","L",2.50095336,-0.0140088195,0.0104366976,1.16953564E-3,-0.00012646624,6.22078339e-06,{"v":0,"d":"0.00E+00"},{"v":0,"d":"0.00E+00"},{"v":0,"d":"0.00E+00"},{"v":0,"d":"0.00E+00"},10,0,0,0.05,0.17,0.36,0.57,0.75,0.861,0.925,0.96,0.977,0.985,0.989,0.992,0.993,0.995,0.996,0.996,0.997,0.997,0.997,0.998,0.998,0.998,0.998,0.998,0.998,0.998,0.998,0.995,0.996,0.985,0.962,0.87,0.72]
["DZK79","L",2.54530492,-0.00968163858,0.0157167913,{"v":3.66972503e-05,"d":"3.67E-05"},{"v":2.96132095e-05,"d":"2.96E-05"},-1.32380367e-06,{"v":0,"d":"0.00E+00"},{"v":0,"d":"0.00E+00"},{"v":0,"d":"0.00E+00"},{"v":0,"d":"0.00E+00"},10,0,0,0.06,0.18,0.377,0.587,0.755,0.866,0.927,0.963,0.979,0.986,0.991,0.992,0.992,0.993,0.995,0.997,0.998,0.996,0.996,0.997,0.998,0.998,0.998,0.998,0.998,0.998,0.998,0.998,0.998,0.988,0.974,0.929,0.839]
["DZLAF50","L",3.17013467,-0.0130614687,0.0284367701,{"v":0.000413884621,"d":"4.14E-04"},{"v":2.91645398e-05,"d":"2.92E-05"},-3.26598959e-07,{"v":0,"d":"0.00E+00"},{"v":0,"d":"0.00E+00"},{"v":0,"d":"0.00E+00"},{"v":0,"d":"0.00E+00"},10,0,0,0,0,0,0.12,0.43,0.68,0.822,0.897,0.935,0.956,0.967,0.976,0.982,0.987,0.99,0.992,0.993,0.994,0.993,0.994,0.995,0.997,0.998,0.998,0.998,0.998,0.998,0.998,0.997,0.991,0.97,0.928,0.746]
["DZLAF52LA","L",3.1753525,-0.00848750283,0.0371301651,{"v":-1.09609062E-3,"d":"-1.10E-03"},{"v":0.00024418582,"d":"2.44E-04"},-8.94583294e-06,{"v":0,"d":"0.00E+00"},{"v":0,"d":"0.00E+00"},{"v":0,"d":"0.00E+00"},{"v":0,"d":"0.00E+00"},10,0,0,0,0,0,0,0.08,0.38,0.64,0.79,0.87,0.913,0.937,0.961,0.972,0.98,0.985,0.99,0.995,0.995,0.996,0.997,0.998,0.998,0.998,0.998,0.998,0.998,0.998,0.996,0.998,0.992,0.969,0.924,0.75]
["DZLAF61","L",3.23113634,-0.0129344158,0.0306465184,{"v":0.0006186837,"d":"6.19E-04"},{"v":1.99460431e-05,"d":"1.99E-05"},9.30145697e-07,{"v":0,"d":"0.00E+00"},{"v":0,"d":"0.00E+00"},{"v":0,"d":"0.00E+00"},{"v":0,"d":"0.00E+00"},10,0,0,0,0,0,0,0.085,0.393,0.665,0.814,0.89,0.926,0.948,0.968,0.976,0.983,0.987,0.993,0.994,0.994,0.996,0.997,0.998,0.998,0.998,0.998,0.998,0.998,0.998,0.998,0.997,0.992,0.973,0.938,0.784]
["DZLAF67","L",3.43595778,-0.014299558,0.036984078,0.00131399739,-2.83852011e-05,5.77405361e-06,{"v":0,"d":"0.00E+00"},{"v":0,"d":"0.00E+00"},{"v":0,"d":"0.00E+00"},{"v":0,"d":"0.00E+00"},10,0,0,0,0,0,0,0,0.045,0.27,0.532,0.706,0.807,0.867,0.925,0.948,0.965,0.974,0.983,0.991,0.991,0.992,0.994,0.996,0.998,0.998,0.998,0.998,0.998,0.998,0.998,0.998,0.993,0.977,0.942,0.808]
["DZLAF81","L",3.1745656,-0.0098395711,0.034884391,-0.00052006433,0.00017902813,-6.3116821e-06,{"v":0,"d":"0.00E+00"},{"v":0,"d":"0.00E+00"},{"v":0,"d":"0.00E+00"},{"v":0,"d":"0.00E+00"},10,0,0,0,0,0,0,0.08,0.38,0.65,0.8,0.877,0.919,0.942,0.965,0.975,0.982,0.988,0.992,0.998,0.998,0.998,0.998,0.998,0.998,0.998,0.998,0.998,0.998,0.998,0.998,0.998,0.996,0.974,0.934,0.76]
["DZLAF84L","L",3.1716032,-0.012109435,0.032465189,{"v":0.0002755137,"d":"2.76E-04"},{"v":6.90288909999999e-05,"d":"6.90E-05"},{"v":-3.8039038e-07,"d":"-3.80E-07"},{"v":0,"d":"0.00E+00"},{"v":0,"d":"0.00E+00"},{"v":0,"d":"0.00E+00"},{"v":0,"d":"0.00E+00"},10,0,0,0,0,0,0,0.05,0.32,0.6,0.76,0.853,0.901,0.929,0.958,0.971,0.979,0.985,0.99,0.996,0.996,0.997,0.997,0.997,0.998,0.998,0.998,0.998,0.998,0.998,0.998,0.998,0.994,0.972,0.928,0.75]
["DZLAF85A","L",3.32699981,-0.0119245366,0.0358138447,{"v":0.000251519665,"d":"2.52E-04"},{"v":8.80179531E-5,"d":"8.80E-05"},-1.86642564e-06,{"v":0,"d":"0.00E+00"},{"v":0,"d":"0.00E+00"},{"v":0,"d":"0.00E+00"},{"v":0,"d":"0.00E+00"},10,0,0,0,0,0,0,0.04,0.27,0.55,0.74,0.836,0.891,0.921,0.952,0.965,0.974,0.98,0.985,0.992,0.992,0.993,0.995,0.996,0.998,0.998,0.998,0.998,0.998,0.998,0.998,0.998,0.998,0.983,0.953,0.815]
["DZLAF85L","L",3.33472677,-0.0126400664,0.0345933295,{"v":0.000546091024,"d":"5.46E-04"},{"v":4.29052791e-05,"d":"4.29E-05"},2.50964053E-7,{"v":0,"d":"0.00E+00"},{"v":0,"d":"0.00E+00"},{"v":0,"d":"0.00E+00"},{"v":0,"d":"0.00E+00"},10,0,0,0,0,0,0,0.07,0.36,0.63,0.79,0.868,0.909,0.933,0.955,0.965,0.972,0.978,0.983,0.989,0.99,0.991,0.993,0.994,0.998,0.998,0.998,0.998,0.998,0.998,0.998,0.998,0.997,0.983,0.951,0.815]
["DZPK1A","L",2.5865056,-0.00836488456,0.014712994,{"v":6.50980579E-5,"d":"6.51E-05"},{"v":2.0373089E-5,"d":"2.04E-05"},-9.57408813e-07,{"v":0,"d":"0.00E+00"},{"v":0,"d":"0.00E+00"},{"v":0,"d":"0.00E+00"},{"v":0,"d":"0.00E+00"},10,0,0,0.03,0.06,0.16,0.31,0.53,0.71,0.839,0.915,0.955,0.973,0.983,0.989,0.99,0.993,0.994,0.995,0.996,0.996,0.995,0.997,0.997,0.998,0.998,0.998,0.998,0.998,0.998,0.998,0.995,0.985,0.972,0.942,0.913]
["F1","L",2.5059651,-0.0078686119,0.021574214,{"v":0.00059867966,"d":"5.99E-04"},{"v":-9.5194606e-07,"d":"-9.52E-07"},2.9024858e-06,{"v":0,"d":"0.00E+00"},{"v":0,"d":"0.00E+00"},{"v":0,"d":"0.00E+00"},{"v":0,"d":"0.00E+00"},10,0,0,0,0,0.05,0.4,0.75,0.9,0.958,0.979,0.985,0.99,0.996,0.996,0.997,0.999,0.999,0.999,0.999,0.999,0.999,0.999,0.999,0.999,0.999,0.998,0.997,0.997,0.996,0.996,0.98,0.97,0.96,0.903,0.86]
["F13","L",2.56957078,-7.60403138E-3,0.0249680705,0.000334501945,5.6815438e-05,6.07326285e-07,{"v":0,"d":"0.00E+00"},{"v":0,"d":"0.00E+00"},{"v":0,"d":"0.00E+00"},{"v":0,"d":"0.00E+00"},10,0,0,0,0,0.01,0.27,0.65,0.842,0.922,0.957,0.969,0.981,0.989,0.995,0.997,0.998,0.998,0.998,0.998,0.998,0.998,0.998,0.998,0.998,0.998,0.998,0.998,0.998,0.998,0.997,0.988,0.964,0.941,0.884,0.837]
["F2","L",2.53265982,-0.00773825354,0.0231731432,0.000409362855,3.78046829e-05,1.03464346e-06,{"v":0,"d":"0.00E+00"},{"v":0,"d":"0.00E+00"},{"v":0,"d":"0.00E+00"},{"v":0,"d":"0.00E+00"},10,0,0,0,0,0.03,0.39,0.76,0.9,0.956,0.977,0.985,0.991,0.995,0.998,0.998,0.998,0.999,0.999,0.999,0.999,0.999,0.999,0.999,0.999,0.999,0.999,0.999,0.999,0.998,0.997,0.988,0.964,0.941,0.884,0.837]
["F3","L",2.54428229,-0.00835307611,0.0228231808,0.000670214922,1.04294821E-6,3.03297376e-06,{"v":0,"d":"0.00E+00"},{"v":0,"d":"0.00E+00"},{"v":0,"d":"0.00E+00"},{"v":0,"d":"0.00E+00"},10,0,0,0,0,0.05,0.4,0.72,0.863,0.925,0.955,0.965,0.979,0.989,0.992,0.994,0.996,0.996,0.998,0.998,0.998,0.998,0.998,0.996,0.996,0.996,0.996,0.996,0.996,0.996,0.996,0.988,0.964,0.941,0.884,0.837]
["F4","L",2.5544667,-0.00847847799,0.0232832892,0.000583809482,2.1963001e-05,1.96537708e-06,{"v":0,"d":"0.00E+00"},{"v":0,"d":"0.00E+00"},{"v":0,"d":"0.00E+00"},{"v":0,"d":"0.00E+00"},10,0,0,0,0,0.03,0.36,0.71,0.867,0.931,0.959,0.97,0.98,0.985,0.988,0.989,0.991,0.992,0.993,0.994,0.994,0.994,0.994,0.994,0.998,0.998,0.999,0.999,0.999,0.998,0.995,0.992,0.961,0.917,0.842,0.79]
["F5","L",2.56837524,-0.00914046228,0.0225979637,0.000999853488,-3.66330712e-05,4.93324803e-06,{"v":0,"d":"0.00E+00"},{"v":0,"d":"0.00E+00"},{"v":0,"d":"0.00E+00"},{"v":0,"d":"0.00E+00"},10,0,0,0,0,0.03,0.32,0.68,0.849,0.921,0.955,0.968,0.98,0.988,0.991,0.994,0.996,0.997,0.998,0.998,0.998,0.998,0.998,0.998,0.998,0.998,0.998,0.998,0.998,0.998,0.998,0.997,0.97,0.937,0.873,0.836]
["F6","L",2.56849722,-0.00836232123,0.0234448291,{"v":0.000828924343,"d":"8.29E-04"},{"v":-1.18355482E-5,"d":"-1.18E-05"},4.09561662E-6,{"v":0,"d":"0.00E+00"},{"v":0,"d":"0.00E+00"},{"v":0,"d":"0.00E+00"},{"v":0,"d":"0.00E+00"},10,0,0,0,0,0.02,0.33,0.69,0.859,0.925,0.956,0.968,0.977,0.983,0.986,0.987,0.988,0.989,0.99,0.992,0.993,0.993,0.995,0.997,0.998,0.998,0.998,0.998,0.998,0.998,0.998,0.994,0.956,0.907,0.826,0.76]
["F7","L",2.6027537,-0.0084678903,0.0246596174,0.00074451296,-4.85328405e-06,4.25920114e-06,{"v":0,"d":"0.00E+00"},{"v":0,"d":"0.00E+00"},{"v":0,"d":"0.00E+00"},{"v":0,"d":"0.00E+00"},10,0,0,0,0,0,0.089,0.474,0.769,0.895,0.946,0.964,0.976,0.988,0.992,0.994,0.994,0.995,0.995,0.996,0.996,0.996,0.997,0.997,0.998,0.998,0.998,0.998,0.998,0.998,0.991,0.993,0.977,0.96,0.91,0.883]
["HBAF2","L",2.41711733,-0.00823177266,0.0168544799,{"v":-3.47350495e-05,"d":"-3.47E-05"},{"v":5.15389783e-05,"d":"5.15E-05"},-1.33117437e-06,{"v":0,"d":"0.00E+00"},{"v":0,"d":"0.00E+00"},{"v":0,"d":"0.00E+00"},{"v":0,"d":"0.00E+00"},10,0,0,0,0,0,0,0.051,0.389,0.729,0.886,0.946,0.973,0.984,0.992,0.993,0.994,0.995,0.995,0.996,0.996,0.996,0.997,0.998,0.998,0.998,0.998,0.998,0.998,0.998,0.989,0.991,0.972,0.947,0.875,0.833]
["HBAF3","L",2.45168402,-0.00862082666,0.0153497797,{"v":0.000182555027,"d":"1.83E-04"},{"v":1.41449954E-5,"d":"1.41E-05"},-1.68159962e-07,{"v":0,"d":"0.00E+00"},{"v":0,"d":"0.00E+00"},{"v":0,"d":"0.00E+00"},{"v":0,"d":"0.00E+00"},10,0,0,0,0,0,0.103,0.465,0.759,0.896,0.953,0.974,0.984,0.99,0.991,0.993,0.994,0.996,0.996,0.997,0.998,0.998,0.998,0.998,0.998,0.998,0.998,0.998,0.999,0.998,0.988,0.993,0.981,0.968,0.908,0.867]
["HBAF4","L",2.45376994,-0.00813614699,0.0179634979,{"v":1.11641611E-4,"d":"1.12E-04"},{"v":3.86804485e-05,"d":"3.87E-05"},-3.17507239e-07,{"v":0,"d":"0.00E+00"},{"v":0,"d":"0.00E+00"},{"v":0,"d":"0.00E+00"},{"v":0,"d":"0.00E+00"},10,0,0,0,0,0,0,0.025,0.256,0.649,0.855,0.934,0.967,0.981,0.99,0.991,0.993,0.995,0.995,0.995,0.995,0.996,0.996,0.996,0.998,0.998,0.998,0.998,0.998,0.998,0.993,0.991,0.968,0.938,0.869,0.832]
["HBAF5","L",2.52420606,-0.0105526237,0.0179847388,6.80268445E-4,-2.35420343E-5,3.35670967e-06,{"v":0,"d":"0.00E+00"},{"v":0,"d":"0.00E+00"},{"v":0,"d":"0.00E+00"},{"v":0,"d":"0.00E+00"},10,0,0,0,0,0,0,0,0.091,0.487,0.778,0.899,0.947,0.968,0.983,0.987,0.991,0.993,0.993,0.995,0.995,0.996,0.997,0.998,0.998,0.998,0.998,0.998,0.998,0.998,0.988,0.991,0.973,0.952,0.878,0.835]
["HBAF6","L",2.53242221,-0.00913744794,0.0181613436,0.000464889992,-9.77023624e-06,2.46562672e-06,{"v":0,"d":"0.00E+00"},{"v":0,"d":"0.00E+00"},{"v":0,"d":"0.00E+00"},{"v":0,"d":"0.00E+00"},10,0,0,0,0,0,0,0.031,0.17,0.559,0.804,0.906,0.949,0.97,0.984,0.987,0.991,0.991,0.992,0.993,0.993,0.992,0.992,0.995,0.998,0.998,0.998,0.998,0.998,0.998,0.989,0.991,0.972,0.947,0.877,0.825]
["HBAF7","L",2.5419557,-0.00867236761,0.0216670486,0.000351132658,{"v":2.45600301e-05,"d":"2.46E-05"},2.23930385e-06,{"v":0,"d":"0.00E+00"},{"v":0,"d":"0.00E+00"},{"v":0,"d":"0.00E+00"},{"v":0,"d":"0.00E+00"},10,0,0,0,0,0,0,0,0.026,0.321,0.689,0.863,0.934,0.963,0.982,0.988,0.99,0.991,0.992,0.994,0.995,0.996,0.996,0.997,0.998,0.998,0.998,0.998,0.998,0.998,0.994,0.993,0.978,0.961,0.911,0.888]
["HBAF8","L",2.57817643,-0.00908880991,0.0220196312,0.000598073894,-4.33206771e-06,4.0384407E-6,{"v":0,"d":"0.00E+00"},{"v":0,"d":"0.00E+00"},{"v":0,"d":"0.00E+00"},{"v":0,"d":"0.00E+00"},10,0,0,0,0,0,0,0,0.021,0.296,0.666,0.852,0.924,0.958,0.978,0.983,0.987,0.989,0.989,0.992,0.992,0.992,0.995,0.995,0.998,0.998,0.998,0.998,0.998,0.998,0.993,0.991,0.97,0.948,0.886,0.848]
["HBAK1","L",2.30865698,-0.00872904002,0.0119533972,0.000159700912,{"v":6.99805905e-06,"d":"7.00E-06"},-3.33717539e-07,{"v":0,"d":"0.00E+00"},{"v":0,"d":"0.00E+00"},{"v":0,"d":"0.00E+00"},{"v":0,"d":"0.00E+00"},10,0.028,0.141,0.421,0.696,0.862,0.942,0.968,0.986,0.991,0.99,0.991,0.992,0.993,0.993,0.993,0.994,0.996,0.996,0.997,0.997,0.997,0.997,0.997,0.998,0.998,0.998,0.998,0.998,0.998,0.987,0.99,0.965,0.928,0.84,0.798]
["HBAK2","L",2.33527993,-7.8806451E-3,0.0135145071,-0.000142281768,4.61865579e-05,-2.07689693e-06,{"v":0,"d":"0.00E+00"},{"v":0,"d":"0.00E+00"},{"v":0,"d":"0.00E+00"},{"v":0,"d":"0.00E+00"},10,0.045,0.202,0.478,0.725,0.87,0.942,0.97,0.983,0.989,0.992,0.993,0.992,0.993,0.994,0.994,0.997,0.997,0.997,0.997,0.997,0.997,0.997,0.997,0.998,0.998,0.998,0.998,0.998,0.998,0.992,0.994,0.978,0.955,0.899,0.862]
["HBAK3","L",2.35870163,-0.00950600467,0.0127948403,-8.28951235e-05,3.5627075e-05,-1.74142152e-06,{"v":0,"d":"0.00E+00"},{"v":0,"d":"0.00E+00"},{"v":0,"d":"0.00E+00"},{"v":0,"d":"0.00E+00"},10,0,0.209,0.456,0.678,0.827,0.905,0.946,0.97,0.983,0.988,0.99,0.992,0.994,0.994,0.994,0.996,0.996,0.997,0.997,0.997,0.997,0.997,0.998,0.998,0.998,0.998,0.998,0.998,0.998,0.978,0.992,0.981,0.961,0.873,0.809]
["HBAK4","L",2.37934396,-0.0111573292,0.010770657,0.000537494005,-4.85885263e-05,2.43110267e-06,{"v":0,"d":"0.00E+00"},{"v":0,"d":"0.00E+00"},{"v":0,"d":"0.00E+00"},{"v":0,"d":"0.00E+00"},10,0.045,0.192,0.416,0.633,0.789,0.882,0.93,0.962,0.977,0.984,0.987,0.989,0.991,0.992,0.992,0.996,0.996,0.996,0.997,0.997,0.997,0.997,0.997,0.998,0.998,0.998,0.998,0.998,0.998,0.978,0.992,0.981,0.962,0.869,0.806]
["HBAK5","L",2.39698774,-0.00814093911,0.0141635533,{"v":-1.31826571e-05,"d":"-1.32E-05"},{"v":3.09378511e-05,"d":"3.09E-05"},-1.33359749E-6,{"v":0,"d":"0.00E+00"},{"v":0,"d":"0.00E+00"},{"v":0,"d":"0.00E+00"},{"v":0,"d":"0.00E+00"},10,0,0,0.03,0.2,0.48,0.71,0.848,0.921,0.957,0.974,0.978,0.985,0.988,0.988,0.988,0.988,0.989,0.992,0.994,0.994,0.994,0.995,0.997,0.998,0.998,0.998,0.998,0.998,0.998,0.998,0.998,0.984,0.966,0.912,0.877]
["HBAK6","L",2.40421729,-0.00689279508,0.0171159715,-0.00118980816,0.000211469997,-1.18837301E-5,{"v":0,"d":"0.00E+00"},{"v":0,"d":"0.00E+00"},{"v":0,"d":"0.00E+00"},{"v":0,"d":"0.00E+00"},10,0,0,0.02,0.154,0.461,0.716,0.857,0.929,0.965,0.98,0.987,0.989,0.991,0.993,0.991,0.994,0.993,0.993,0.994,0.994,0.995,0.995,0.997,0.998,0.998,0.998,0.998,0.998,0.998,0.979,0.991,0.978,0.958,0.87,0.814]
["HBAK7","L",2.41803544,-0.0076261289,0.0165596275,-0.000521246254,0.000106128523,-4.8581855e-06,{"v":0,"d":"0.00E+00"},{"v":0,"d":"0.00E+00"},{"v":0,"d":"0.00E+00"},{"v":0,"d":"0.00E+00"},10,0,0,0,0,0,0.149,0.529,0.798,0.914,0.96,0.978,0.983,0.989,0.988,0.988,0.989,0.991,0.992,0.993,0.993,0.994,0.995,0.997,0.998,0.998,0.998,0.998,0.998,0.998,0.985,0.992,0.977,0.958,0.884,0.835]
["HBAK7A","L",2.42067444,-0.00907062595,0.0148479874,-1.63554726e-05,3.76515875E-5,-1.56033963e-06,{"v":0,"d":"0.00E+00"},{"v":0,"d":"0.00E+00"},{"v":0,"d":"0.00E+00"},{"v":0,"d":"0.00E+00"},10,0,0,0,0,0.027,0.262,0.629,0.841,0.93,0.967,0.98,0.988,0.99,0.989,0.989,0.993,0.995,0.995,0.995,0.995,0.996,0.996,0.997,0.998,0.998,0.998,0.998,0.998,0.998,0.99,0.996,0.988,0.977,0.918,0.88]
["HBAK7GT","L",2.41803544,-0.0076261289,0.0165596275,{"v":-0.000521246254,"d":"-5.21E-04"},{"v":0.000106128523,"d":"1.06E-04"},-4.8581855e-06,{"v":0,"d":"0.00E+00"},{"v":0,"d":"0.00E+00"},{"v":0,"d":"0.00E+00"},{"v":0,"d":"0.00E+00"},10,0,0,0,0,0.026,0.172,0.572,0.83,0.934,0.972,0.985,0.99,0.993,0.995,0.995,0.997,0.997,0.997,0.997,0.997,0.997,0.997,0.998,0.998,0.998,0.998,0.998,0.998,0.998,0.988,0.994,0.981,0.963,0.895,0.848]
["HBAK8","L",2.43343745,-0.00872725497,0.0139111043,0.000238516088,1.02781404E-6,1.01938839E-7,{"v":0,"d":"0.00E+00"},{"v":0,"d":"0.00E+00"},{"v":0,"d":"0.00E+00"},{"v":0,"d":"0.00E+00"},10,0,0.207,0.436,0.656,0.811,0.901,0.949,0.974,0.987,0.992,0.995,0.993,0.995,0.995,0.995,0.995,0.995,0.995,0.997,0.997,0.997,0.997,0.998,0.998,0.998,0.998,0.998,0.998,0.998,0.988,0.992,0.976,0.956,0.893,0.845]
["HF1","L",2.50656956,-0.00926894171,0.021861508,{"v":0.000431237321,"d":"4.31E-04"},{"v":1.69302544E-5,"d":"1.69E-05"},3.4236134E-6,{"v":0,"d":"0.00E+00"},{"v":0,"d":"0.00E+00"},{"v":0,"d":"0.00E+00"},{"v":0,"d":"0.00E+00"},10,0,0,0,0,0,0,0,0,0.12,0.49,0.75,0.873,0.928,0.961,0.967,0.972,0.976,0.98,0.987,0.987,0.985,0.988,0.992,0.996,0.995,0.995,0.996,0.998,0.998,0.998,0.994,0.975,0.953,0.892,0.873]
["HF13","L",2.57016399,-0.00927948027,0.0256258559,{"v":-5.72485798e-05,"d":"-5.72E-05"},{"v":1.20086571E-4,"d":"1.20E-04"},-1.72844835e-06,{"v":0,"d":"0.00E+00"},{"v":0,"d":"0.00E+00"},{"v":0,"d":"0.00E+00"},{"v":0,"d":"0.00E+00"},10,0,0,0,0,0,0,0,0,0.06,0.4,0.71,0.861,0.924,0.965,0.974,0.979,0.983,0.986,0.992,0.992,0.991,0.993,0.998,0.998,0.998,0.998,0.998,0.998,0.998,0.998,0.996,0.976,0.955,0.879,0.843]
["HF2","L",2.5360648,-0.01059228,0.021518011,{"v":8.7655888E-4,"d":"8.77E-04"},{"v":-4.3936258E-5,"d":"-4.39E-05"},7.5438308e-06,{"v":0,"d":"0.00E+00"},{"v":0,"d":"0.00E+00"},{"v":0,"d":"0.00E+00"},{"v":0,"d":"0.00E+00"},10,0,0,0,0,0,0,0,0,0.07,0.43,0.73,0.866,0.927,0.965,0.976,0.981,0.984,0.987,0.993,0.994,0.994,0.995,0.997,0.997,0.998,0.998,0.998,0.998,0.998,0.994,0.998,0.985,0.972,0.92,0.899]
["HF4","L",2.56216381,-0.0130775362,0.0181084716,0.00231573055,-0.000264961402,2.07458046e-05,{"v":0,"d":"0.00E+00"},{"v":0,"d":"0.00E+00"},{"v":0,"d":"0.00E+00"},{"v":0,"d":"0.00E+00"},10,0,0,0,0,0,0,0,0,0.15,0.572,0.822,0.919,0.955,0.976,0.983,0.986,0.988,0.991,0.995,0.996,0.996,0.997,0.998,0.998,0.998,0.998,0.998,0.998,0.997,0.985,0.989,0.973,0.954,0.876,0.85]
["HF51","L",2.6140425,-0.0105872748,0.0244505093,0.000934367796,-2.61723924e-05,7.64975209e-06,{"v":0,"d":"0.00E+00"},{"v":0,"d":"0.00E+00"},{"v":0,"d":"0.00E+00"},{"v":0,"d":"0.00E+00"},10,0,0,0,0,0,0,0,0,0.04,0.35,0.69,0.852,0.925,0.972,0.983,0.987,0.99,0.992,0.995,0.995,0.995,0.996,0.998,0.998,0.998,0.998,0.998,0.998,0.998,0.998,0.997,0.975,0.95,0.884,0.851]
["HFK61","L",2.21667349,-0.00493991656,0.00915004725,-1.2667557E-4,2.8243403E-5,-1.31517813E-6,{"v":0,"d":"0.00E+00"},{"v":0,"d":"0.00E+00"},{"v":0,"d":"0.00E+00"},{"v":0,"d":"0.00E+00"},10,0.168,0.296,0.474,0.654,0.804,0.902,0.95,0.978,0.99,0.992,0.994,0.995,0.996,0.997,0.996,0.998,0.999,0.998,0.998,0.998,0.998,0.998,0.998,0.999,0.999,0.999,0.999,0.999,0.999,0.999,0.999,0.999,0.999,0.999,0.999]
["HFK61B","L",2.21667349,-0.00493991656,0.00915004725,-1.2667557E-4,2.8243403E-5,-1.31517813E-6,{"v":0,"d":"0.00E+00"},{"v":0,"d":"0.00E+00"},{"v":0,"d":"0.00E+00"},{"v":0,"d":"0.00E+00"},10,0,0.099,0.233,0.431,0.64,0.804,0.899,0.953,0.977,0.989,0.996,0.996,0.996,0.997,0.996,0.998,0.998,0.998,0.998,0.998,0.998,0.998,0.998,0.999,0.999,0.999,0.999,0.999,0.999,0.999,0.999,0.999,0.999,0.998,0.997]
["HFK71","L",2.103249,-0.0050247988,6.5323077E-3,0.00013078405,-6.3652072e-06,1.9254745E-7,{"v":0,"d":"0.00E+00"},{"v":0,"d":"0.00E+00"},{"v":0,"d":"0.00E+00"},{"v":0,"d":"0.00E+00"},10,0.031,0.105,0.266,0.488,0.695,0.841,0.925,0.967,0.986,0.995,0.997,0.997,0.998,0.995,0.995,0.998,0.998,0.999,0.999,0.997,0.995,0.995,0.995,0.992,0.992,0.992,0.992,0.993,0.995,0.997,0.996,0.997,0.995,0.992,0.992]
["HFK71A","L",2.1034791,-0.0050373404,0.00629672175,2.23232867E-4,-2.25577913E-5,1.15904431e-06,{"v":0,"d":"0.00E+00"},{"v":0,"d":"0.00E+00"},{"v":0,"d":"0.00E+00"},{"v":0,"d":"0.00E+00"},10,0.248,0.382,0.55,0.68,0.84,0.916,0.958,0.978,0.989,0.994,0.996,0.996,0.996,0.996,0.996,0.997,0.998,0.997,0.998,0.998,0.998,0.998,0.998,0.999,0.999,0.999,0.999,0.999,0.999,0.999,0.998,0.998,0.997,0.992,0.993]
["HFK95N","L",2.04970811,-4.00146826E-3,0.00670951532,-0.000123344601,2.68506399e-05,-1.45935559E-6,{"v":0,"d":"0.00E+00"},{"v":0,"d":"0.00E+00"},{"v":0,"d":"0.00E+00"},{"v":0,"d":"0.00E+00"},10,0.238,0.384,0.566,0.731,0.856,0.926,0.961,0.983,0.988,0.994,0.995,0.996,0.996,0.996,0.996,0.997,0.998,0.998,0.998,0.998,0.998,0.998,0.998,0.998,0.998,0.998,0.998,0.998,0.998,0.999,0.999,0.999,0.999,0.999,0.998]
["HK1","L",2.2199551,-0.00854352351,0.0103698555,0.000273240959,-1.58736064e-05,9.73235567e-07,{"v":0,"d":"0.00E+00"},{"v":0,"d":"0.00E+00"},{"v":0,"d":"0.00E+00"},{"v":0,"d":"0.00E+00"},10,0,0.033,0.256,0.609,0.832,0.932,0.971,0.987,0.994,0.996,0.997,0.998,0.998,0.997,0.997,0.998,0.998,0.997,0.997,0.996,0.996,0.996,0.996,0.998,0.998,0.998,0.998,0.998,0.998,0.996,0.992,0.966,0.919,0.841,0.772]
["HK10","L",2.26857433,-0.00685600163,0.0140981051,-0.000498309358,9.50956734e-05,-4.50515754e-06,{"v":0,"d":"0.00E+00"},{"v":0,"d":"0.00E+00"},{"v":0,"d":"0.00E+00"},{"v":0,"d":"0.00E+00"},10,0,0,0,0,0.12,0.41,0.68,0.835,0.917,0.957,0.975,0.985,0.99,0.993,0.994,0.994,0.995,0.995,0.996,0.996,0.996,0.997,0.997,0.998,0.998,0.998,0.998,0.998,0.998,0.998,0.993,0.962,0.909,0.819,0.76]
["HK11","L",2.29500524,-0.00752634179,0.0130212465,{"v":-0.000143116298,"d":"-1.43E-04"},{"v":4.31227975e-05,"d":"4.31E-05"},-1.8646905E-6,{"v":0,"d":"0.00E+00"},{"v":0,"d":"0.00E+00"},{"v":0,"d":"0.00E+00"},{"v":0,"d":"0.00E+00"},10,0,0.131,0.418,0.702,0.869,0.942,0.971,0.986,0.991,0.993,0.993,0.995,0.997,0.996,0.996,0.997,0.996,0.996,0.998,0.998,0.998,0.998,0.998,0.998,0.998,0.998,0.998,0.998,0.998,0.992,0.989,0.956,0.901,0.806,0.734]
["HK12","L",2.31506425,-0.00827156166,0.0129535559,{"v":0.000268505199,"d":"2.69E-04"},{"v":-5.46028268e-06,"d":"-5.46E-06"},6.24325621e-07,{"v":0,"d":"0.00E+00"},{"v":0,"d":"0.00E+00"},{"v":0,"d":"0.00E+00"},{"v":0,"d":"0.00E+00"},10,0,0,0,0,0.083,0.392,0.687,0.852,0.931,0.965,0.98,0.99,0.995,0.996,0.996,0.996,0.997,0.997,0.997,0.997,0.997,0.997,0.997,0.998,0.998,0.998,0.998,0.998,0.998,0.993,0.99,0.966,0.929,0.854,0.815]
["HK2","L",2.22522177,-0.010126267,0.00954719533,0.000310146735,-2.84359869E-5,1.63632169E-6,{"v":0,"d":"0.00E+00"},{"v":0,"d":"0.00E+00"},{"v":0,"d":"0.00E+00"},{"v":0,"d":"0.00E+00"},10,0.07,0.31,0.62,0.82,0.916,0.957,0.976,0.986,0.991,0.992,0.99,0.995,0.996,0.995,0.994,0.995,0.995,0.996,0.997,0.996,0.996,0.997,0.998,0.998,0.998,0.998,0.998,0.998,0.998,0.979,0.998,0.992,0.978,0.875,0.832]
["HK3","L",2.23568924,-0.0101322782,0.0109219541,-5.77272119E-5,2.68720113e-05,-1.16041466E-6,{"v":0,"d":"0.00E+00"},{"v":0,"d":"0.00E+00"},{"v":0,"d":"0.00E+00"},{"v":0,"d":"0.00E+00"},10,0,0,0.022,0.247,0.611,0.834,0.93,0.967,0.983,0.989,0.989,0.994,0.995,0.995,0.995,0.995,0.995,0.996,0.996,0.996,0.996,0.996,0.996,0.998,0.998,0.998,0.998,0.998,0.998,0.968,0.994,0.982,0.957,0.825,0.705]
["HK5","L",2.25018356,-0.00894066156,0.0114317829,-7.33393278e-05,3.49616695e-05,-1.80100775e-06,{"v":0,"d":"0.00E+00"},{"v":0,"d":"0.00E+00"},{"v":0,"d":"0.00E+00"},{"v":0,"d":"0.00E+00"},10,0,0.06,0.31,0.64,0.836,0.927,0.967,0.983,0.991,0.993,0.994,0.995,0.995,0.995,0.995,0.995,0.996,0.996,0.997,0.997,0.997,0.998,0.998,0.998,0.998,0.998,0.998,0.998,0.998,0.997,0.995,0.971,0.929,0.835,0.79]
["HK50","L",2.2834436,-0.00800379011,0.0130801119,-2.24166591E-4,6.15548619e-05,-2.94342401e-06,{"v":0,"d":"0.00E+00"},{"v":0,"d":"0.00E+00"},{"v":0,"d":"0.00E+00"},{"v":0,"d":"0.00E+00"},10,0,0,0,0,0.11,0.44,0.72,0.866,0.933,0.964,0.974,0.983,0.987,0.988,0.989,0.989,0.99,0.991,0.992,0.993,0.992,0.992,0.992,0.998,0.998,0.998,0.998,0.998,0.998,0.996,0.994,0.974,0.937,0.856,0.815]
["HK51","L",2.28704699,-0.00896946455,0.0115278522,0.00030799622,-7.93584686e-06,2.91898123e-07,{"v":0,"d":"0.00E+00"},{"v":0,"d":"0.00E+00"},{"v":0,"d":"0.00E+00"},{"v":0,"d":"0.00E+00"},10,0,0,0,0.02,0.22,0.56,0.78,0.895,0.947,0.972,0.981,0.989,0.994,0.994,0.994,0.995,0.995,0.996,0.996,0.996,0.995,0.996,0.996,0.997,0.998,0.998,0.998,0.998,0.998,0.997,0.997,0.971,0.935,0.853,0.825]
["HK51A","L",2.2877828,-0.0093148723,0.010986443,{"v":0.00048465203,"d":"4.85E-04"},{"v":-3.3944738e-05,"d":"-3.39E-05"},{"v":1.6958554e-06,"d":"1.70E-06"},{"v":0,"d":"0.00E+00"},{"v":0,"d":"0.00E+00"},{"v":0,"d":"0.00E+00"},{"v":0,"d":"0.00E+00"},10,0,0,0.01,0.13,0.43,0.69,0.85,0.925,0.959,0.974,0.979,0.985,0.987,0.987,0.987,0.988,0.989,0.99,0.992,0.992,0.992,0.992,0.993,0.994,0.995,0.996,0.996,0.997,0.998,0.993,0.99,0.962,0.921,0.828,0.8]
["HK6","L",2.25024516,-0.00758714819,0.0126303778,-0.000229001819,5.80225939e-05,-2.84094604e-06,{"v":0,"d":"0.00E+00"},{"v":0,"d":"0.00E+00"},{"v":0,"d":"0.00E+00"},{"v":0,"d":"0.00E+00"},10,0,0.163,0.485,0.766,0.905,0.964,0.981,0.989,0.994,0.996,0.996,0.997,0.997,0.997,0.997,0.997,0.997,0.997,0.998,0.998,0.998,0.998,0.998,0.998,0.998,0.998,0.998,0.998,0.998,0.992,0.99,0.957,0.904,0.807,0.741]
["HK7","L",2.25978818,-6.93885931E-3,0.0134488547,-0.000405904363,7.64411122e-05,-3.51928135e-06,{"v":0,"d":"0.00E+00"},{"v":0,"d":"0.00E+00"},{"v":0,"d":"0.00E+00"},{"v":0,"d":"0.00E+00"},10,0,0.128,0.429,0.721,0.879,0.947,0.97,0.984,0.99,0.993,0.993,0.996,0.997,0.996,0.996,0.996,0.996,0.996,0.997,0.996,0.998,0.998,0.998,0.998,0.998,0.998,0.998,0.998,0.998,0.991,0.989,0.957,0.903,0.803,0.735]
["HK8","L",2.26289162,-0.00770544885,0.0130033906,-3.10393046E-5,3.16686868e-05,-1.27242154e-06,{"v":0,"d":"0.00E+00"},{"v":0,"d":"0.00E+00"},{"v":0,"d":"0.00E+00"},{"v":0,"d":"0.00E+00"},10,0,0,0,0.037,0.269,0.602,0.811,0.911,0.956,0.977,0.985,0.99,0.992,0.993,0.993,0.994,0.994,0.995,0.995,0.995,0.996,0.996,0.997,0.998,0.998,0.998,0.998,0.998,0.998,0.992,0.991,0.968,0.933,0.854,0.824]
["HK9L","L",2.27196941,-0.00991721869,0.0103697525,0.000311903798,-2.64582145E-5,1.64750848E-6,{"v":0,"d":"0.00E+00"},{"v":0,"d":"0.00E+00"},{"v":0,"d":"0.00E+00"},{"v":0,"d":"0.00E+00"},10,0,0.275,0.557,0.776,0.894,0.951,0.974,0.982,0.992,0.995,0.995,0.996,0.997,0.997,0.997,0.997,0.997,0.997,0.997,0.997,0.997,0.997,0.998,0.998,0.998,0.998,0.998,0.998,0.998,0.975,0.987,0.957,0.904,0.778,0.709]
["HK9LA","L",2.27196941,-0.00991721869,0.0103697525,0.000311903798,-2.64582145E-5,1.64750848E-6,{"v":0,"d":"0.00E+00"},{"v":0,"d":"0.00E+00"},{"v":0,"d":"0.00E+00"},{"v":0,"d":"0.00E+00"},10,0,0.026,0.123,0.377,0.637,0.807,0.898,0.95,0.974,0.985,0.987,0.993,0.996,0.997,0.997,0.997,0.997,0.997,0.997,0.997,0.997,0.997,0.997,0.997,0.996,0.996,0.996,0.996,0.996,0.981,0.99,0.971,0.937,0.849,0.797]
["HK9LGT","L",2.27196941,-0.00991721869,0.0103697525,0.000311903798,-2.64582145E-5,1.64750848E-6,{"v":0,"d":"0.00E+00"},{"v":0,"d":"0.00E+00"},{"v":0,"d":"0.00E+00"},{"v":0,"d":"0.00E+00"},10,0.169,0.441,0.706,0.869,0.944,0.975,0.988,0.994,0.998,0.998,0.998,0.998,0.998,0.998,0.998,0.998,0.998,0.998,0.998,0.998,0.998,0.998,0.998,0.998,0.998,0.998,0.998,0.998,0.998,0.978,0.988,0.96,0.911,0.788,0.725]
["HKF6","L",2.26924681,-0.0111135716,0.010955079,0.000811179449,-7.07180723e-05,4.69509667e-06,{"v":0,"d":"0.00E+00"},{"v":0,"d":"0.00E+00"},{"v":0,"d":"0.00E+00"},{"v":0,"d":"0.00E+00"},10,0,0,0,0,0,0,0.09,0.53,0.823,0.929,0.957,0.972,0.978,0.983,0.986,0.989,0.991,0.993,0.995,0.996,0.996,0.997,0.998,0.998,0.998,0.998,0.998,0.998,0.998,0.998,0.998,0.993,0.984,0.918,0.879]
["HLAF1","L",2.81903533,-0.0164493508,0.0136602235,0.0024815081,-2.58533047E-4,1.30918358e-05,{"v":0,"d":"0.00E+00"},{"v":0,"d":"0.00E+00"},{"v":0,"d":"0.00E+00"},{"v":0,"d":"0.00E+00"},10,0,0,0,0,0,0,0.109,0.433,0.696,0.835,0.904,0.937,0.957,0.976,0.983,0.989,0.992,0.995,0.996,0.997,0.995,0.994,0.994,0.998,0.998,0.998,0.998,0.998,0.999,0.997,0.994,0.991,0.979,0.942,0.805]
["HLAF10L","L",3.1178002,-0.012680088,0.029052225,-0.00038643945,{"v":1.2045644E-4,"d":"1.20E-04"},{"v":-4.4702446E-6,"d":"-4.47E-06"},{"v":0,"d":"0.00E+00"},{"v":0,"d":"0.00E+00"},{"v":0,"d":"0.00E+00"},{"v":0,"d":"0.00E+00"},10,0,0,0,0,0.12,0.35,0.55,0.7,0.81,0.877,0.921,0.947,0.963,0.977,0.983,0.987,0.991,0.993,0.995,0.997,0.997,0.998,0.998,0.998,0.998,0.998,0.998,0.998,0.998,0.998,0.998,0.995,0.972,0.922,0.69]
["HLAF10LA","L",3.12042876,-0.0138076336,0.0272349388,{"v":1.40668568E-4,"d":"1.41E-04"},{"v":5.42355668e-05,"d":"5.42E-05"},-1.61404497E-6,{"v":0,"d":"0.00E+00"},{"v":0,"d":"0.00E+00"},{"v":0,"d":"0.00E+00"},{"v":0,"d":"0.00E+00"},10,0,0,0,0.028,0.202,0.462,0.649,0.773,0.857,0.909,0.94,0.958,0.969,0.981,0.985,0.991,0.992,0.994,0.995,0.996,0.997,0.998,0.998,0.998,0.998,0.998,0.998,0.998,0.998,0.996,0.995,0.987,0.963,0.9,0.677]
["HLAF2","L",2.87222927,-5.70883559E-3,0.0292421752,-0.00146115324,2.52525251E-4,-1.08672409E-5,{"v":0,"d":"0.00E+00"},{"v":0,"d":"0.00E+00"},{"v":0,"d":"0.00E+00"},{"v":0,"d":"0.00E+00"},10,0,0,0,0,0,0,0.147,0.474,0.725,0.862,0.928,0.958,0.976,0.986,0.991,0.994,0.995,0.997,0.998,0.998,0.998,0.998,0.998,0.998,0.998,0.998,0.998,0.998,0.998,0.995,0.993,0.981,0.962,0.909,0.795]
["HLAF3","L",2.9657374,-0.0096571624,0.026024525,{"v":0.00036684641,"d":"3.67E-04"},{"v":2.8205551e-05,"d":"2.82E-05"},{"v":-1.3739929e-07,"d":"-1.37E-07"},{"v":0,"d":"0.00E+00"},{"v":0,"d":"0.00E+00"},{"v":0,"d":"0.00E+00"},{"v":0,"d":"0.00E+00"},10,0,0,0,0,0.06,0.23,0.46,0.65,0.78,0.872,0.921,0.948,0.961,0.972,0.975,0.978,0.982,0.985,0.989,0.989,0.99,0.991,0.992,0.996,0.998,0.998,0.998,0.998,0.998,0.998,0.995,0.982,0.965,0.928,0.843]
["HLAF3A","L",2.9666155,-0.010181181,{"v":0.025532126,"d":"2.55E-02"},{"v":0.00049619731,"d":"4.96E-04"},{"v":1.112103e-05,"d":"1.11E-05"},{"v":7.7121885E-7,"d":"7.71E-07"},{"v":0,"d":"0.00E+00"},{"v":0,"d":"0.00E+00"},{"v":0,"d":"0.00E+00"},{"v":0,"d":"0.00E+00"},10,0,0,0,0.01,0.11,0.33,0.56,0.73,0.842,0.912,0.948,0.967,0.977,0.985,0.989,0.99,0.992,0.993,0.994,0.994,0.994,0.995,0.996,0.998,0.998,0.998,0.998,0.998,0.998,0.998,0.998,0.987,0.969,0.928,0.845]
["HLAF3B","L",2.96108042,-0.00745575504,0.029397524,-7.09734612E-4,0.000179647406,-7.42813844e-06,{"v":0,"d":"0.00E+00"},{"v":0,"d":"0.00E+00"},{"v":0,"d":"0.00E+00"},{"v":0,"d":"0.00E+00"},10,0,0,0,0,0,0,0.124,0.45,0.71,0.852,0.923,0.957,0.973,0.988,0.992,0.995,0.997,0.997,0.999,0.998,0.997,0.997,0.996,0.998,0.998,0.998,0.998,0.998,0.998,0.996,0.994,0.98,0.921,0.915,0.814]
["HLAF4","L",2.95612047,-0.00557678753,0.0372582362,-0.000718686091,0.000199998634,-2.80025194e-06,{"v":0,"d":"0.00E+00"},{"v":0,"d":"0.00E+00"},{"v":0,"d":"0.00E+00"},{"v":0,"d":"0.00E+00"},10,0,0,0,0,0,0,0,0,0.138,0.478,0.725,0.84,0.9,0.948,0.967,0.975,0.981,0.988,0.994,0.996,0.996,0.997,0.998,0.998,0.998,0.998,0.998,0.998,0.998,0.998,0.995,0.984,0.971,0.926,0.841]
["HLAF4GT","L",2.95612047,-0.00557678753,0.0372582362,-0.000718686091,0.000199998634,-2.80025194e-06,{"v":0,"d":"0.00E+00"},{"v":0,"d":"0.00E+00"},{"v":0,"d":"0.00E+00"},{"v":0,"d":"0.00E+00"},10,0,0,0,0,0,0,0,0.019,0.255,0.601,0.801,0.887,0.93,0.964,0.977,0.983,0.987,0.992,0.996,0.997,0.997,0.998,0.998,0.998,0.998,0.998,0.998,0.998,0.998,0.995,0.993,0.982,0.968,0.921,0.838]
["HLAF50A","L",3.0736706,-0.015055793,0.023332126,{"v":0.00078025917,"d":"7.80E-04"},{"v":-4.4324007e-05,"d":"-4.43E-05"},{"v":3.0020685e-06,"d":"3.00E-06"},{"v":0,"d":"0.00E+00"},{"v":0,"d":"0.00E+00"},{"v":0,"d":"0.00E+00"},{"v":0,"d":"0.00E+00"}]
["HLAF50B","L",3.07031881,-0.0135921167,0.0258190179,-1.6644976e-05,6.94966225e-05,-2.88382024E-6,{"v":0,"d":"0.00E+00"},{"v":0,"d":"0.00E+00"},{"v":0,"d":"0.00E+00"},{"v":0,"d":"0.00E+00"},10,0,0,0.015,0.115,0.31,0.499,0.654,0.773,0.857,0.911,0.943,0.961,0.973,0.982,0.987,0.993,0.994,0.996,0.996,0.996,0.994,0.994,0.994,0.998,0.998,0.998,0.998,0.998,0.998,0.996,0.995,0.987,0.962,0.896,0.662]
["HLAF51","L",2.82740564,-0.0113834621,{"v":0.0217208712,"d":"2.17E-02"},{"v":0.000385985738,"d":"3.86E-04"},{"v":1.31857828E-5,"d":"1.32E-05"},6.83783132e-07,{"v":0,"d":"0.00E+00"},{"v":0,"d":"0.00E+00"},{"v":0,"d":"0.00E+00"},{"v":0,"d":"0.00E+00"},10,0,0,0,0,0,0,0.057,0.347,0.652,0.826,0.91,0.947,0.967,0.982,0.987,0.989,0.992,0.994,0.995,0.995,0.996,0.997,0.998,0.998,0.998,0.998,0.998,0.998,0.998,0.995,0.992,0.979,0.958,0.891,0.742]
["HLAF52","L",3.10868845,-0.0135809895,0.027901619,0.000460094924,3.20811469e-05,-2.81458925E-7,{"v":0,"d":"0.00E+00"},{"v":0,"d":"0.00E+00"},{"v":0,"d":"0.00E+00"},{"v":0,"d":"0.00E+00"},10,0,0,0,0,0.07,0.254,0.457,0.629,0.759,0.847,0.905,0.934,0.954,0.971,0.979,0.987,0.991,0.993,0.994,0.995,0.996,0.996,0.996,0.998,0.998,0.998,0.998,0.998,0.998,0.997,0.997,0.99,0.97,0.925,0.728]
["HLAF53","L",2.96765171,-0.0109098989,0.0265455309,-0.000515952248,0.000124492897,-5.16337751e-06,{"v":0,"d":"0.00E+00"},{"v":0,"d":"0.00E+00"},{"v":0,"d":"0.00E+00"},{"v":0,"d":"0.00E+00"},10,0,0,0.01,0.06,0.17,0.32,0.5,0.65,0.78,0.86,0.91,0.94,0.956,0.97,0.977,0.984,0.987,0.99,0.993,0.993,0.993,0.994,0.995,0.996,0.997,0.998,0.998,0.998,0.997,0.996,0.992,0.979,0.952,0.881,0.64]
["HLAF54","L",3.14470202,-0.010105906,0.0343096974,-0.000833127912,2.17008428E-4,-8.70147899e-06,{"v":0,"d":"0.00E+00"},{"v":0,"d":"0.00E+00"},{"v":0,"d":"0.00E+00"},{"v":0,"d":"0.00E+00"},10,0,0,0,0,0,0.01,0.15,0.46,0.68,0.81,0.9,0.924,0.949,0.974,0.985,0.991,0.993,0.994,0.995,0.996,0.997,0.997,0.997,0.996,0.996,0.996,0.997,0.997,0.998,0.998,0.996,0.99,0.969,0.921,0.73]
["HLAF55","L",3.01845855,-0.0104580593,0.0288640175,0.000697086524,6.35741467e-06,2.82444289E-6,{"v":0,"d":"0.00E+00"},{"v":0,"d":"0.00E+00"},{"v":0,"d":"0.00E+00"},{"v":0,"d":"0.00E+00"},10,0,0,0,0,0,0,0,0.228,0.559,0.772,0.876,0.928,0.954,0.975,0.982,0.988,0.99,0.992,0.995,0.995,0.995,0.996,0.996,0.998,0.998,0.998,0.998,0.998,0.998,0.996,0.994,0.981,0.962,0.916,0.815]
["HLAF62","L",2.88929239,-0.0118090997,0.0220839611,1.32896557E-3,-9.97765672e-05,6.8989327e-06,{"v":0,"d":"0.00E+00"},{"v":0,"d":"0.00E+00"},{"v":0,"d":"0.00E+00"},{"v":0,"d":"0.00E+00"},10,0,0,0,0,0,0,0.047,0.338,0.65,0.817,0.897,0.936,0.958,0.977,0.982,0.988,0.989,0.993,0.995,0.996,0.996,0.996,0.996,0.998,0.998,0.998,0.998,0.998,0.998,0.996,0.995,0.986,0.974,0.939,0.856]
["HLAF6L","L",3.0170177,-0.013625149,0.024142489,{"v":5.9520693E-4,"d":"5.95E-04"},{"v":-1.2146589E-5,"d":"-1.21E-05"},{"v":1.4445534e-06,"d":"1.44E-06"},{"v":0,"d":"0.00E+00"},{"v":0,"d":"0.00E+00"},{"v":0,"d":"0.00E+00"},{"v":0,"d":"0.00E+00"},10,0,0,0,0.07,0.25,0.43,0.59,0.72,0.82,0.88,0.921,0.945,0.957,0.971,0.978,0.983,0.987,0.989,0.988,0.988,0.989,0.988,0.988,0.996,0.997,0.998,0.998,0.998,0.998,0.998,0.996,0.99,0.965,0.913,0.69]
["HLAF6LA","L",3.01970241,-0.0158473652,0.0227654052,0.000979523125,-6.86654467e-05,4.74327269e-06,{"v":0,"d":"0.00E+00"},{"v":0,"d":"0.00E+00"},{"v":0,"d":"0.00E+00"},{"v":0,"d":"0.00E+00"},10,0,0,0,0,0.07,0.26,0.48,0.65,0.77,0.853,0.906,0.937999999999999,0.958,0.976,0.984,0.989,0.992,0.994,0.997,0.997,0.997,0.997,0.998,0.998,0.998,0.998,0.998,0.998,0.998,0.998,0.998,0.992,0.965,0.902,0.65]
["HLAF7","L",3.0798693,-0.0120988227,0.0313371888,0.000985836878,-1.3379864E-5,5.4990762e-06,{"v":0,"d":"0.00E+00"},{"v":0,"d":"0.00E+00"},{"v":0,"d":"0.00E+00"},{"v":0,"d":"0.00E+00"},10,0,0,0,0,0,0,0,0.05,0.316,0.599,0.774,0.864,0.914,0.957,0.973,0.983,0.988,0.991,0.995,0.995,0.996,0.996,0.998,0.998,0.998,0.998,0.998,0.998,0.998,0.997,0.995,0.986,0.97,0.93,0.812]
["HLAFL5","L",2.98452959,-0.0112966796,0.0309775151,{"v":0.000431829146,"d":"4.32E-04"},{"v":4.82383023e-05,"d":"4.82E-05"},2.94612279e-06,{"v":0,"d":"0.00E+00"},{"v":0,"d":"0.00E+00"},{"v":0,"d":"0.00E+00"},{"v":0,"d":"0.00E+00"},10,0,0,0,0,0,0,0,0.02,0.27,0.6,0.77,0.85,0.894,0.937,0.956,0.966,0.974,0.982,0.993,0.995,0.996,0.997,0.998,0.998,0.998,0.998,0.998,0.998,0.998,0.998,0.998,0.994,0.979,0.934,0.82]
["HLAK1","L",2.70432455,-0.0100067787,0.018102254,-2.16494884E-5,3.81507477e-05,-1.57874424E-6,{"v":0,"d":"0.00E+00"},{"v":0,"d":"0.00E+00"},{"v":0,"d":"0.00E+00"},{"v":0,"d":"0.00E+00"},10,0,0.04,0.1,0.22,0.38,0.55,0.7,0.81,0.88,0.927,0.952,0.966,0.974,0.981,0.983,0.985,0.987,0.989,0.99,0.99,0.99,0.991,0.992,0.996,0.998,0.998,0.998,0.998,0.998,0.998,0.998,0.994,0.981,0.933,0.79]
["HLAK10","L",2.67519359,-0.00927946143,0.018891795,-0.000239296657,7.29098315e-05,-3.36344313e-06,{"v":0,"d":"0.00E+00"},{"v":0,"d":"0.00E+00"},{"v":0,"d":"0.00E+00"},{"v":0,"d":"0.00E+00"},10,0,0.02,0.15,0.41,0.64,0.79,0.87,0.917,0.944,0.96,0.97,0.975,0.979,0.982,0.983,0.986,0.988,0.99,0.993,0.994,0.994,0.995,0.997,0.998,0.998,0.998,0.998,0.998,0.998,0.998,0.998,0.992,0.98,0.937999999999999,0.835]
["HLAK11","L",2.71757958,-0.00952801665,0.0196309871,-0.000237384298,8.48314788e-05,-4.09640039e-06,{"v":0,"d":"0.00E+00"},{"v":0,"d":"0.00E+00"},{"v":0,"d":"0.00E+00"},{"v":0,"d":"0.00E+00"},10,0,0.01,0.14,0.36,0.56,0.7,0.805,0.876,0.919,0.95,0.966,0.975,0.98,0.983,0.984,0.987,0.99,0.993,0.993,0.993,0.994,0.997,0.997,0.998,0.998,0.998,0.998,0.998,0.998,0.998,0.998,0.99,0.973,0.923,0.78]
["HLAK12","L",2.82673774,-0.0136335725,0.0190474212,2.04685509E-4,{"v":8.81193052e-06,"d":"8.81E-06"},{"v":-2.15937861e-08,"d":"-2.16E-08"},{"v":0,"d":"0.00E+00"},{"v":0,"d":"0.00E+00"},{"v":0,"d":"0.00E+00"},{"v":0,"d":"0.00E+00"},10,0,0.041,0.144,0.284,0.438,0.586,0.714,0.813,0.884,0.927,0.953,0.967,0.975,0.981,0.985,0.989,0.992,0.994,0.994,0.994,0.995,0.996,0.996,0.996,0.997,0.997,0.998,0.998,0.998,0.996,0.995,0.987,0.961,0.89,0.619]
["HLAK2","L",2.8093057,-0.011297724,0.018723534,{"v":0.00047671763,"d":"4.77E-04"},{"v":-2.0882837e-05,"d":"-2.09E-05"},{"v":1.4287987e-06,"d":"1.43E-06"},{"v":0,"d":"0.00E+00"},{"v":0,"d":"0.00E+00"},{"v":0,"d":"0.00E+00"},{"v":0,"d":"0.00E+00"},10,0.02,0.05,0.11,0.21,0.35,0.51,0.66,0.78,0.86,0.914,0.943,0.96,0.969,0.977,0.98,0.984,0.986,0.988,0.99,0.989,0.989,0.99,0.992,0.998,0.998,0.998,0.998,0.998,0.998,0.998,0.998,0.991,0.974,0.92,0.75]
["HLAK2A","L",2.80801074,-0.0109758888,0.0197813052,{"v":1.43229802E-4,"d":"1.43E-04"},{"v":2.39192838E-5,"d":"2.39E-05"},-7.82772539e-07,{"v":0,"d":"0.00E+00"},{"v":0,"d":"0.00E+00"},{"v":0,"d":"0.00E+00"},{"v":0,"d":"0.00E+00"},10,0,0,0,0.034,0.102,0.239,0.422,0.613,0.761,0.862,0.923,0.954,0.97,0.983,0.987,0.99,0.992,0.994,0.995,0.995,0.995,0.995,0.995,0.998,0.998,0.998,0.998,0.998,0.998,0.994,0.991,0.977,0.95,0.869,0.673]
["HLAK3","L",2.98365374,-0.0123163831,0.0255848948,-0.000570810681,1.47648023E-4,-7.54741056e-06,{"v":0,"d":"0.00E+00"},{"v":0,"d":"0.00E+00"},{"v":0,"d":"0.00E+00"},{"v":0,"d":"0.00E+00"},10,0,0,0,0,0.05,0.26,0.52,0.7,0.81,0.881,0.92,0.942,0.954,0.965,0.971,0.977,0.983,0.988,0.994,0.995,0.995,0.995,0.997,0.998,0.998,0.998,0.998,0.998,0.998,0.998,0.998,0.992,0.966,0.905,0.67]
["HLAK4L","L",2.64769834,-0.0137710798,0.015665045,{"v":9.82676335e-05,"d":"9.83E-05"},{"v":2.2112348E-5,"d":"2.21E-05"},-1.07455498E-6,{"v":0,"d":"0.00E+00"},{"v":0,"d":"0.00E+00"},{"v":0,"d":"0.00E+00"},{"v":0,"d":"0.00E+00"},10,0.01,0.04,0.08,0.17,0.31,0.47,0.63,0.76,0.847,0.908,0.943,0.963,0.974,0.984,0.988,0.991,0.994,0.995,0.996,0.997,0.997,0.997,0.998,0.998,0.998,0.998,0.998,0.998,0.998,0.996,0.991,0.98,0.951,0.842,0.58]
["HLAK50","L",2.6876223,-0.014375187,0.012545954,1.4642295E-3,{"v":-0.00016982461,"d":"-1.70E-04"},{"v":8.80486389999999e-06,"d":"8.80E-06"},{"v":0,"d":"0.00E+00"},{"v":0,"d":"0.00E+00"},{"v":0,"d":"0.00E+00"},{"v":0,"d":"0.00E+00"},10,0,0.01,0.05,0.12,0.26,0.43,0.62,0.75,0.85,0.915,0.954,0.97,0.981,0.989,0.991,0.994,0.996,0.998,0.998,0.998,0.998,0.998,0.997,0.996,0.996,0.996,0.996,0.996,0.996,0.996,0.995,0.986,0.965,0.902,0.69]
["HLAK50A","L",2.68411905,-0.013655729,0.0156617129,0.00038271126,-8.02343758e-06,1.71633677e-07,{"v":0,"d":"0.00E+00"},{"v":0,"d":"0.00E+00"},{"v":0,"d":"0.00E+00"},{"v":0,"d":"0.00E+00"},10,0,0.028,0.102,0.238,0.409,0.584,0.726,0.833,0.899,0.938,0.959,0.972,0.979,0.983,0.986,0.989,0.992,0.994,0.994,0.995,0.996,0.996,0.996,0.997,0.998,0.998,0.998,0.998,0.998,0.993,0.994,0.985,0.964,0.889,0.668]
["HLAK51","L",2.8243496,-0.012925761,0.020553136,{"v":-0.0002165324,"d":"-2.17E-04"},{"v":7.2218677e-05,"d":"7.22E-05"},{"v":-3.3192395e-06,"d":"-3.32E-06"},{"v":0,"d":"0.00E+00"},{"v":0,"d":"0.00E+00"},{"v":0,"d":"0.00E+00"},{"v":0,"d":"0.00E+00"},10,0.03,0.06,0.12,0.21,0.34,0.49,0.64,0.75,0.87,0.89,0.93,0.94,0.953,0.961,0.965,0.97,0.973,0.976,0.977,0.978,0.979,0.98,0.98,0.992,0.995,0.995,0.995,0.997,0.996,0.992,0.988,0.974,0.958,0.8,0.62]
["HLAK51A","L",2.82348938,-0.0126281485,0.0212484444,{"v":-0.000445653258,"d":"-4.46E-04"},{"v":1.038003E-4,"d":"1.04E-04"},-4.7255594e-06,{"v":0,"d":"0.00E+00"},{"v":0,"d":"0.00E+00"},{"v":0,"d":"0.00E+00"},{"v":0,"d":"0.00E+00"},10,0.148,0.218,0.312,0.425,0.553,0.675,0.78,0.861,0.913,0.945,0.966,0.975,0.98,0.985,0.987,0.99,0.994,0.994,0.995,0.995,0.995,0.993,0.993,0.998,0.998,0.998,0.998,0.998,0.998,0.996,0.995,0.987,0.963,0.892,0.633]
["HLAK52","L",2.92799279,-0.0122458967,0.0239216813,{"v":-0.000731304876,"d":"-7.31E-04"},{"v":0.000147071309,"d":"1.47E-04"},-6.91523554E-6,{"v":0,"d":"0.00E+00"},{"v":0,"d":"0.00E+00"},{"v":0,"d":"0.00E+00"},{"v":0,"d":"0.00E+00"},10,0.07,0.15,0.23,0.33,0.47,0.61,0.74,0.83,0.9,0.933,0.966,0.969,0.977,0.984,0.988,0.991,0.994,0.994,0.995,0.995,0.997,0.997,0.998,0.998,0.998,0.998,0.998,0.998,0.998,0.998,0.996,0.985,0.962,0.898,0.7]
["HLAK53","L",3.0182184,-0.015381633,0.021520137,{"v":0.00064608303,"d":"6.46E-04"},{"v":-3.2355748e-05,"d":"-3.24E-05"},{"v":2.0791593e-06,"d":"2.08E-06"},{"v":0,"d":"0.00E+00"},{"v":0,"d":"0.00E+00"},{"v":0,"d":"0.00E+00"},{"v":0,"d":"0.00E+00"},10,0,0.01,0.04,0.08,0.16,0.27,0.4,0.53,0.66,0.76,0.828,0.882,0.917,0.956,0.973,0.988,0.99,0.993,0.996,0.996,0.997,0.998,0,0,0,0,0,0,0,0,0,0,0,0,0]
["HLAK53A","L",3.01460463,-0.0136968806,0.0241031658,{"v":-0.000167588963,"d":"-1.68E-04"},{"v":8.27221505e-05,"d":"8.27E-05"},-3.77703053E-6,{"v":0,"d":"0.00E+00"},{"v":0,"d":"0.00E+00"},{"v":0,"d":"0.00E+00"},{"v":0,"d":"0.00E+00"},10,0.01,0.04,0.09,0.13,0.28,0.42,0.57,0.7,0.8,0.874,0.919,0.946,0.962,0.978,0.984,0.987,0.991,0.993,0.995,0.995,0.996,0.997,0.997,0.998,0.998,0.998,0.998,0.998,0.998,0.998,0.998,0.99,0.963,0.898,0.65]
["HLAK53B","L",3.01623609,-0.0144609479,0.0229095394,0.000216967699,2.73048039e-05,-9.80684551e-07,{"v":0,"d":"0.00E+00"},{"v":0,"d":"0.00E+00"},{"v":0,"d":"0.00E+00"},{"v":0,"d":"0.00E+00"},10,0.037,0.094,0.166,0.245,0.396,0.538,0.67,0.778,0.857,0.912,0.946,0.962,0.972,0.983,0.986,0.993,0.994,0.997,0.997,0.998,0.998,0.998,0.998,0.998,0.998,0.998,0.998,0.998,0.998,0.996,0.996,0.987,0.961,0.892,0.639]
["HLAK54","L",2.94175946,-0.0126663226,0.0243839518,-0.000490360525,1.38790487E-4,-7.39070455E-6,{"v":0,"d":"0.00E+00"},{"v":0,"d":"0.00E+00"},{"v":0,"d":"0.00E+00"},{"v":0,"d":"0.00E+00"},10,0,0.04,0.12,0.24,0.39,0.53,0.67,0.78,0.853,0.905,0.937999999999999,0.957,0.969,0.979,0.984,0.987,0.99,0.992,0.994,0.994,0.994,0.995,0.996,0.997,0.998,0.998,0.998,0.998,0.998,0.998,0.997,0.985,0.962,0.899,0.65]
["HLAK59","L",2.7821195,0.0038698879,0.032299384,-0.0031791589,{"v":0.00043583685,"d":"4.36E-04"},{"v":-2.06224134E-5,"d":"-2.06E-05"},{"v":0,"d":"0.00E+00"},{"v":0,"d":"0.00E+00"},{"v":0,"d":"0.00E+00"},{"v":0,"d":"0.00E+00"},10,0,0,0.04,0.1,0.21,0.37,0.54,0.7,0.81,0.888,0.931,0.955,0.969,0.981,0.986,0.989,0.993,0.995,0.998,0.998,0.998,0.998,0.998,0.998,0.998,0.998,0.998,0.998,0.998,0.998,0.998,0.992,0.972,0.92,0.75]
["HLAK59A","L",2.79972754,-0.00873189032,0.0230159159,-0.000850193825,1.52864586E-4,-6.91746601e-06,{"v":0,"d":"0.00E+00"},{"v":0,"d":"0.00E+00"},{"v":0,"d":"0.00E+00"},{"v":0,"d":"0.00E+00"},10,0,0,0,0.043,0.124,0.271,0.457,0.64,0.781,0.871,0.928,0.956,0.972,0.985,0.987,0.991,0.993,0.995,0.995,0.995,0.996,0.996,0.998,0.998,0.998,0.998,0.998,0.998,0.998,0.993,0.99,0.975,0.947,0.858,0.659]
["HLAK5A","L",2.76282776,-0.0110853656,0.0190396002,{"v":5.14224172e-05,"d":"5.14E-05"},{"v":3.63740807e-05,"d":"3.64E-05"},-1.55525971e-06,{"v":0,"d":"0.00E+00"},{"v":0,"d":"0.00E+00"},{"v":0,"d":"0.00E+00"},{"v":0,"d":"0.00E+00"},10,0,0.025,0.091,0.22,0.382,0.549,0.697,0.807,0.882,0.928,0.955,0.969,0.976,0.981,0.983,0.987,0.991,0.993,0.994,0.995,0.996,0.996,0.996,0.998,0.998,0.998,0.998,0.998,0.998,0.996,0.995,0.987,0.969,0.914,0.731]
["HLAK61","L",2.96883578,-0.0137037464,0.0224806873,0.00013022706,3.52478352e-05,-1.34827056E-6,{"v":0,"d":"0.00E+00"},{"v":0,"d":"0.00E+00"},{"v":0,"d":"0.00E+00"},{"v":0,"d":"0.00E+00"},10,0.22,0.3,0.39,0.5,0.61,0.71,0.8,0.867,0.912,0.943,0.961,0.972,0.978,0.984,0.987,0.989,0.992,0.993,0.995,0.995,0.996,0.996,0.996,0.998,0.998,0.998,0.998,0.998,0.998,0.998,0.998,0.992,0.967,0.906,0.66]
["HLAK67","L",2.7410828,-0.016285022,0.015866919,{"v":0.0010819231,"d":"1.08E-03"},{"v":-7.7131038e-05,"d":"-7.71E-05"},4.033333e-06,{"v":0,"d":"0.00E+00"},{"v":0,"d":"0.00E+00"},{"v":0,"d":"0.00E+00"},{"v":0,"d":"0.00E+00"},10,0,0,0.12,0.35,0.56,0.72,0.834,0.903,0.941,0.963,0.973,0.979,0.983,0.987,0.988,0.99,0.992,0.993,0.996,0.996,0.996,0.997,0.997,0.998,0.998,0.998,0.998,0.998,0.998,0.998,0.998,0.993,0.983,0.953,0.879]
["HLAK6A","L",2.81484052,-0.0147823622,0.0190209745,0.000336628211,1.35687736E-5,-5.85525604e-07,{"v":0,"d":"0.00E+00"},{"v":0,"d":"0.00E+00"},{"v":0,"d":"0.00E+00"},{"v":0,"d":"0.00E+00"},10,0,0,0,0,0.02,0.22,0.54,0.76,0.863,0.922,0.951,0.967,0.976,0.983,0.987,0.99,0.993,0.994,0.997,0.998,0.998,0.998,0.998,0.998,0.998,0.998,0.998,0.998,0.998,0.998,0.998,0.984,0.953,0.853,0.59]
["HLAK7","L",2.8798217,-0.014753735,0.018859565,{"v":0.00074688743,"d":"7.47E-04"},{"v":-6.2372333e-05,"d":"-6.24E-05"},{"v":3.8809849e-06,"d":"3.88E-06"},{"v":0,"d":"0.00E+00"},{"v":0,"d":"0.00E+00"},{"v":0,"d":"0.00E+00"},{"v":0,"d":"0.00E+00"},10,0.02,0.05,0.12,0.22,0.36,0.51,0.65,0.77,0.847,0.9,0.932,0.95,0.962,0.978,0.986,0.991,0.994,0.997,0.998,0.998,0.998,0.998,0.998,0.998,0.998,0.998,0.998,0.998,0.998,0.996,0.991,0.976,0.96,0.8,0.64]
["HLAK7A","L",2.87982167,-0.0147537347,0.0188595645,0.000746887433,-6.23723325e-05,3.88098485e-06,{"v":0,"d":"0.00E+00"},{"v":0,"d":"0.00E+00"},{"v":0,"d":"0.00E+00"},{"v":0,"d":"0.00E+00"},10,0.0709999999999999,0.122,0.198,0.306,0.44,0.583,0.712,0.815,0.884,0.928,0.956,0.969,0.977,0.984,0.987,0.992,0.994,0.996,0.996,0.996,0.993,0.994,0.994,0.998,0.998,0.998,0.998,0.998,0.998,0.993,0.993,0.983,0.955,0.868,0.605]
["HLAK8A","L",2.89697306,-0.0143738053,0.0222280432,1.05067282E-4,5.16989124E-5,-1.90417816e-06,{"v":0,"d":"0.00E+00"},{"v":0,"d":"0.00E+00"},{"v":0,"d":"0.00E+00"},{"v":0,"d":"0.00E+00"},10,0,0,0,0,0.08,0.3,0.52,0.69,0.79,0.867,0.912,0.937999999999999,0.954,0.968,0.976,0.981,0.985,0.989,0.992,0.993,0.993,0.994,0.994,0.998,0.998,0.998,0.998,0.998,0.998,0.998,0.998,0.987,0.957,0.86,0.61]
["HLAK8B","L",2.8950254,-0.0117106099,0.0225402373,{"v":0.000146324301,"d":"1.46E-04"},{"v":4.12272418e-05,"d":"4.12E-05"},-1.47798073e-06,{"v":0,"d":"0.00E+00"},{"v":0,"d":"0.00E+00"},{"v":0,"d":"0.00E+00"},{"v":0,"d":"0.00E+00"},10,0,0,0,0.11,0.277,0.459,0.627,0.759,0.853,0.913,0.948,0.965,0.975,0.984,0.988,0.993,0.995,0.997,0.998,0.998,0.998,0.998,0.998,0.998,0.998,0.998,0.998,0.998,0.998,0.998,0.997,0.99,0.972,0.928,0.751]
["HLAKL5A","L",2.7626265,-0.010939902,{"v":0.019029338,"d":"1.90E-02"},{"v":8.7853511e-05,"d":"8.79E-05"},{"v":3.0187052E-5,"d":"3.02E-05"},{"v":-1.1661608e-06,"d":"-1.17E-06"},{"v":0,"d":"0.00E+00"},{"v":0,"d":"0.00E+00"},{"v":0,"d":"0.00E+00"},{"v":0,"d":"0.00E+00"},10,0,0.02,0.1,0.25,0.41,0.57,0.71,0.82,0.884,0.928,0.953,0.968,0.975,0.982,0.985,0.988,0.99,0.991,0.993,0.992,0.993,0.994,0.996,0.998,0.998,0.998,0.998,0.998,0.998,0.998,0.998,0.995,0.976,0.917,0.73]
["HQF1","L",2.35209772,-0.00953088569,0.0149480904,6.139718E-4,-3.07481422e-05,3.26363142E-6,{"v":0,"d":"0.00E+00"},{"v":0,"d":"0.00E+00"},{"v":0,"d":"0.00E+00"},{"v":0,"d":"0.00E+00"},10,0,0,0,0,0,0,0.035,0.384,0.751,0.9,0.953,0.976,0.986,0.992,0.993,0.995,0.995,0.996,0.997,0.997,0.997,0.997,0.998,0.998,0.998,0.998,0.998,0.998,0.998,0.995,0.991,0.968,0.929,0.859,0.809]
["HQF14","L",2.48489196,-0.00931778798,0.0204890803,0.000525537026,-2.39700021e-06,4.02659016e-06,{"v":0,"d":"0.00E+00"},{"v":0,"d":"0.00E+00"},{"v":0,"d":"0.00E+00"},{"v":0,"d":"0.00E+00"},10,0,0,0,0,0,0,0,0,0.14,0.51,0.76,0.88,0.933,0.97,0.98,0.984,0.988,0.991,0.995,0.995,0.994,0.996,0.997,0.997,0.998,0.998,0.998,0.998,0.998,0.996,0.997,0.978,0.954,0.88,0.86]
["HQF3","L",2.42501025,-0.00862223052,0.0193144869,{"v":0.000210375528,"d":"2.10E-04"},{"v":3.29751181e-05,"d":"3.30E-05"},1.50559094E-6,{"v":0,"d":"0.00E+00"},{"v":0,"d":"0.00E+00"},{"v":0,"d":"0.00E+00"},{"v":0,"d":"0.00E+00"},10,0,0,0,0,0,0,0,0.02,0.26,0.62,0.816,0.907,0.949,0.977,0.983,0.987,0.989,0.991,0.995,0.995,0.995,0.997,0.998,0.998,0.998,0.998,0.998,0.998,0.998,0.998,0.997,0.983,0.964,0.916,0.899]
["HQF50","L",2.4428684,-0.00841381874,0.0203441269,9.75838901e-05,4.98702493e-05,5.79179258e-07,{"v":0,"d":"0.00E+00"},{"v":0,"d":"0.00E+00"},{"v":0,"d":"0.00E+00"},{"v":0,"d":"0.00E+00"},10,0,0,0,0,0,0,0,0,0.02,0.26,0.63,0.911,0.95,0.974,0.98,0.983,0.986,0.989,0.994,0.994,0.995,0.997,0.998,0.998,0.998,0.998,0.998,0.998,0.998,0.995,0.992,0.974,0.944,0.874,0.846]
["HQF50A","L",2.44404966,-9.18670215E-3,0.0196254289,{"v":0.000277356083,"d":"2.77E-04"},{"v":3.30397755e-05,"d":"3.30E-05"},1.33695258E-6,{"v":0,"d":"0.00E+00"},{"v":0,"d":"0.00E+00"},{"v":0,"d":"0.00E+00"},{"v":0,"d":"0.00E+00"},10,0,0,0,0,0,0,0,0.041,0.378,0.713,0.87,0.937,0.966,0.986,0.99,0.993,0.994,0.996,0.997,0.997,0.997,0.997,0.997,0.998,0.998,0.998,0.998,0.998,0.998,0.994,0.991,0.969,0.937,0.861,0.828]
["HQF56","L",2.40441893,-0.00857629873,0.0176754574,0.000438205807,-1.42198699e-06,2.74287911e-06,{"v":0,"d":"0.00E+00"},{"v":0,"d":"0.00E+00"},{"v":0,"d":"0.00E+00"},{"v":0,"d":"0.00E+00"},10,0,0,0,0,0,0,0,0.147,0.594,0.84,0.924,0.954,0.969,0.979,0.98,0.984,0.986,0.988,0.99,0.99,0.99,0.99,0.994,0.998,0.998,0.998,0.998,0.998,0.998,0.995,0.991,0.97,0.94,0.875,0.837]
["HQF6","L",2.3039571,-8.3366342E-3,{"v":0.015248457,"d":"1.52E-02"},{"v":-6.0456837e-05,"d":"-6.05E-05"},{"v":6.7537833e-05,"d":"6.75E-05"},{"v":-2.9671653e-06,"d":"-2.97E-06"},{"v":0,"d":"0.00E+00"},{"v":0,"d":"0.00E+00"},{"v":0,"d":"0.00E+00"},{"v":0,"d":"0.00E+00"},10,0,0,0,0,0,0,0.04,0.33,0.65,0.836,0.917,0.955,0.973,0.984,0.986,0.988,0.989,0.99,0.993,0.992,0.992,0.993,0.995,0.993,0.993,0.993,0.995,0.997,0.998,0.998,0.992,0.968,0.929,0.864,0.816]
["HQF6A","L",2.30458321,-8.65226981E-3,0.0147424307,1.46916808E-4,2.49577574e-05,4.79637168e-07,{"v":0,"d":"0.00E+00"},{"v":0,"d":"0.00E+00"},{"v":0,"d":"0.00E+00"},{"v":0,"d":"0.00E+00"},10,0,0,0,0,0,0,0.062,0.494,0.826,0.941,0.972,0.983,0.99,0.991,0.991,0.994,0.994,0.994,0.996,0.995,0.993,0.994,0.995,0.998,0.998,0.998,0.998,0.998,0.998,0.986,0.989,0.981,0.973,0.893,0.888]
["HQF8","L",2.32749417,-0.007674586,0.017076264,-3.06358071E-4,9.60375308e-05,-3.46437878e-06,{"v":0,"d":"0.00E+00"},{"v":0,"d":"0.00E+00"},{"v":0,"d":"0.00E+00"},{"v":0,"d":"0.00E+00"},10,0,0,0,0,0,0,0.02,0.28,0.62,0.823,0.911,0.954,0.974,0.987,0.99,0.991,0.992,0.994,0.996,0.996,0.996,0.997,0.998,0.998,0.998,0.998,0.998,0.998,0.998,0.998,0.996,0.967,0.92,0.842,0.78]
["HQK1","L",2.13732812,-0.00894176765,0.00967010992,-6.31093115e-05,2.62713578e-05,-1.27152263E-6,{"v":0,"d":"0.00E+00"},{"v":0,"d":"0.00E+00"},{"v":0,"d":"0.00E+00"},{"v":0,"d":"0.00E+00"},10,0.139,0.351,0.588,0.769,0.883,0.946,0.971,0.986,0.993,0.997,0.996,0.997,0.998,0.996,0.996,0.998,0.997,0.998,0.998,0.998,0.998,0.998,0.998,0.998,0.998,0.998,0.998,0.998,0.998,0.981,0.993,0.991,0.966,0.877,0.722]
["HQK3","L",2.1889024,-0.0096265297,0.0088081122,{"v":0.00019486918,"d":"1.95E-04"},{"v":-9.3438567e-06,"d":"-9.34E-06"},{"v":5.3917929e-07,"d":"5.39E-07"},{"v":0,"d":"0.00E+00"},{"v":0,"d":"0.00E+00"},{"v":0,"d":"0.00E+00"},{"v":0,"d":"0.00E+00"},10,0.07,0.34,0.65,0.83,0.925,0.966,0.984,0.991,0.994,0.995,0.994,0.998,0.998,0.997,0.997,0.998,0.998,0.998,0.999,0.998,0.998,0.999,0.999,0.999,0.999,0.999,0.999,0.999,0.996,0.988,0.98,0.976,0.96,0.885,0.74]
["HQK3L","L",2.18873391,-0.00969305681,0.00915154799,{"v":6.46567507e-05,"d":"6.47E-05"},{"v":9.18900583e-06,"d":"9.19E-06"},-4.71149273e-07,{"v":0,"d":"0.00E+00"},{"v":0,"d":"0.00E+00"},{"v":0,"d":"0.00E+00"},{"v":0,"d":"0.00E+00"},10,0.148,0.474,0.753,0.893,0.948,0.974,0.98,0.989,0.993,0.993,0.994,0.995,0.996,0.995,0.995,0.996,0.996,0.996,0.996,0.997,0.998,0.998,0.998,0.999,0.999,0.999,0.999,0.999,0.998,0.98,0.992,0.989,0.977,0.879,0.844]
["HTF3L","L",2.5493446,-0.012566087,0.018232175,0.00067809743,-2.8500371E-5,3.2560812E-6,{"v":0,"d":"0.00E+00"},{"v":0,"d":"0.00E+00"},{"v":0,"d":"0.00E+00"},{"v":0,"d":"0.00E+00"},10,0,0,0,0,0,0.11,0.51,0.79,0.9,0.941,0.96,0.97,0.977,0.982,0.984,0.986,0.988,0.989,0.992,0.992,0.992,0.994,0.996,0.996,0.997,0.998,0.998,0.998,0.998,0.98,0.993,0.987,0.973,0.88,0.79]
["HTF5","L",2.66774774,-0.0123753603,0.0236856508,{"v":0.000348562611,"d":"3.49E-04"},{"v":4.13195176e-05,"d":"4.13E-05"},7.37775936e-07,{"v":0,"d":"0.00E+00"},{"v":0,"d":"0.00E+00"},{"v":0,"d":"0.00E+00"},{"v":0,"d":"0.00E+00"},10,0,0,0,0,0,0.022,0.241,0.553,0.742,0.846,0.902,0.932,0.951,0.97,0.976,0.984,0.986,0.99,0.994,0.995,0.996,0.997,0.998,0.998,0.998,0.998,0.998,0.998,0.998,0.976,0.988,0.979,0.952,0.83,0.666]
["HTF8","L",2.87114359,-0.0124647356,0.0294242548,{"v":8.83310949E-4,"d":"8.83E-04"},{"v":7.40662487e-06,"d":"7.41E-06"},4.58593338E-6,{"v":0,"d":"0.00E+00"},{"v":0,"d":"0.00E+00"},{"v":0,"d":"0.00E+00"},{"v":0,"d":"0.00E+00"},10,0,0,0,0,0,0.031,0.15,0.423,0.626,0.757,0.84,0.89,0.922,0.955,0.967,0.975,0.982,0.985,0.995,0.996,0.996,0.997,0.998,0.998,0.998,0.998,0.998,0.998,0.998,0.99,0.99,0.98,0.962,0.884,0.773]
["HWS1","??",2.6209608,0.065486281,0.098915134,{"v":-2.050585E-4,"d":"-2.05E-04"},{"v":3.4955962e-07,"d":"3.50E-07"},{"v":-1.2725532e-09,"d":"-1.27E-09"},{"v":0,"d":"0.00E+00"},{"v":0,"d":"0.00E+00"},{"v":0,"d":"0.00E+00"},{"v":0,"d":"0.00E+00"},2,0.821,0.911,0.918,0.92,0.797,0.685,0.673,0.861,0.933,0.958,0.971,0.982,0.986,0.986,0.985,0.969,0.987,0.989,0.988,0.989,0.988,0.979,0.98,0.99,0.99,0.981,0.99,0.991,0.988,0.992]
["HWS2","??",2.60316263,0.0907167031,0.0111059065,{"v":-1.76923849E-4,"d":"-1.77E-04"},{"v":1.9125649e-08,"d":"1.91E-08"},{"v":-4.23816561e-10,"d":"-4.24E-10"},{"v":0,"d":"0.00E+00"},{"v":0,"d":"0.00E+00"},{"v":0,"d":"0.00E+00"},{"v":0,"d":"0.00E+00"},2,0.842,0.912,0.92,0.919,0.796,0.644,0.642,0.823,0.946,0.973,0.985,0.991,0.994,0.995,0.994,0.983,0.991,0.991,0.989,0.99,0.989,0.986,0.967,0.986,0.984,0.974,0.984,0.989,0.991,0.989]
["HWS3","??",2.5075999,0.11167289,-0.093391576,{"v":-4.4572533e-05,"d":"-4.46E-05"},{"v":-1.1037133e-06,"d":"-1.10E-06"},{"v":3.5414819e-09,"d":"3.54E-09"},{"v":0,"d":"0.00E+00"},{"v":0,"d":"0.00E+00"},{"v":0,"d":"0.00E+00"},{"v":0,"d":"0.00E+00"},2,0.826,0.874,0.892,0.825,0.712,0.65,0.639,0.768,0.872,0.961,0.976,0.988,0.987,0.984,0.985,0.966,0.986,0.987,0.987,0.988,0.983,0.983,0.982,0.988,0.987,0.983,0.985,0.984,0.981,0.981]
["HWS4","??",2.5081812,0.063736371,0.045285398,-0.00015008478,{"v":1.2429335e-07,"d":"1.24E-07"},{"v":-6.5821537e-10,"d":"-6.58E-10"},{"v":0,"d":"0.00E+00"},{"v":0,"d":"0.00E+00"},{"v":0,"d":"0.00E+00"},{"v":0,"d":"0.00E+00"},2,0.878,0.891,0.892,0.847,0.729,0.622,0.601,0.752,0.918,0.954,0.974,0.983,0.984,0.986,0.985,0.972,0.984,0.988,0.989,0.989,0.988,0.987,0.982,0.988,0.987,0.984,0.987,0.986,0.985,0.983]
["HWS5","??",2.61759567,0.0928696439,0.00624100744,{"v":-9.26026669e-05,"d":"-9.26E-05"},{"v":-5.57225808e-08,"d":"-5.57E-08"},{"v":1.88062676e-11,"d":"1.88E-11"},{"v":0,"d":"0.00E+00"},{"v":0,"d":"0.00E+00"},{"v":0,"d":"0.00E+00"},{"v":0,"d":"0.00E+00"},2,0.916,0.907,0.916,0.899,0.832,0.716,0.726,0.877,0.962,0.974,0.979,0.985,0.987,0.988,0.987,0.983,0.987,0.987,0.985,0.986,0.986,0.984,0.982,0.986,0.984,0.978,0.982,0.981,0.982,0.98]
["HWS6","??",2.786688,0.13889746,-0.0266133,-3.858703e-05,-1.0687515e-06,4.066385e-09,{"v":0,"d":"0.00E+00"},{"v":0,"d":"0.00E+00"},{"v":0,"d":"0.00E+00"},{"v":0,"d":"0.00E+00"},2,0.445,0.467,0.669,0.814,0.879,0.928,0.959,0.975,0.979,0.978,0.973,0.976,0.98,0.969,0.981,0.984,0.984,0.984,0.984,0.984,0.984,0.984,0.984,0.984,0.984,0.971,0.982,0.982,0.978,0.978]
["HWS7","??",2.79590361,0.139916349,0.0196809637,{"v":-9.3445588e-05,"d":"-9.34E-05"},{"v":-1.32878073e-07,"d":"-1.33E-07"},{"v":8.37248455e-11,"d":"8.37E-11"},{"v":0,"d":"0.00E+00"},{"v":0,"d":"0.00E+00"},{"v":0,"d":"0.00E+00"},{"v":0,"d":"0.00E+00"},2,0.894,0.902,0.915,0.851,0.663,0.518,0.589,0.832,0.956,0.973,0.982,0.989,0.99,0.99,0.988,0.971,0.989,0.991,0.99,0.99,0.988,0.982,0.984,0.986,0.985,0.978,0.981,0.978,0.976,0.976]
["HZBAF1","L",2.57943,-0.00757753047,0.0201786053,{"v":-0.000845832798,"d":"-8.46E-04"},{"v":1.78126935E-4,"d":"1.78E-04"},-9.19232657e-06,{"v":0,"d":"0.00E+00"},{"v":0,"d":"0.00E+00"},{"v":0,"d":"0.00E+00"},{"v":0,"d":"0.00E+00"},10,0,0,0,0,0,0,0.241,0.595,0.81,0.91,0.952,0.973,0.981,0.988,0.99,0.991,0.993,0.994,0.995,0.994,0.995,0.995,0.996,0.998,0.998,0.998,0.998,0.998,0.998,0.989,0.993,0.984,0.972,0.913,0.86]
["HZBAF16","L",2.7163405,-0.00800848114,0.0220673585,-0.000143211774,7.67032228e-05,-2.71338303e-06,{"v":0,"d":"0.00E+00"},{"v":0,"d":"0.00E+00"},{"v":0,"d":"0.00E+00"},{"v":0,"d":"0.00E+00"},10,0,0,0,0,0,0,0.1,0.39,0.65,0.817,0.898,0.937999999999999,0.96,0.978,0.982,0.985,0.989,0.992,0.995,0.995,0.995,0.996,0.998,0.998,0.998,0.998,0.998,0.998,0.998,0.998,0.996,0.985,0.973,0.943,0.89]
["HZBAF20","L",2.82081937,-0.0100823647,0.0255084629,0.00032956767,5.02565379e-05,6.00432403e-07,{"v":0,"d":"0.00E+00"},{"v":0,"d":"0.00E+00"},{"v":0,"d":"0.00E+00"},{"v":0,"d":"0.00E+00"},10,0,0,0,0,0,0,0,0.099,0.464,0.74,0.871,0.929,0.954,0.977,0.984,0.988,0.992,0.995,0.998,0.998,0.997,0.999,0.998,0.998,0.998,0.998,0.998,0.998,0.998,0.994,0.994,0.985,0.973,0.933,0.867]
["HZBAF21","L",2.88488353,-0.00963959047,0.029172134,0.000302410773,5.7628195e-05,2.46415353e-06,{"v":0,"d":"0.00E+00"},{"v":0,"d":"0.00E+00"},{"v":0,"d":"0.00E+00"},{"v":0,"d":"0.00E+00"},10,0,0,0,0,0,0,0,0.02,0.252,0.596,0.791,0.883,0.926,0.961,0.973,0.979,0.985,0.988,0.994,0.994,0.994,0.996,0.997,0.998,0.998,0.998,0.998,0.998,0.998,0.994,0.994,0.986,0.974,0.937,0.873]
["HZBAF3","L",2.69165216,-0.0101363344,0.0186481237,0.000358040785,6.16688889e-06,5.75545763e-07,{"v":0,"d":"0.00E+00"},{"v":0,"d":"0.00E+00"},{"v":0,"d":"0.00E+00"},{"v":0,"d":"0.00E+00"},10,0,0,0,0,0,0,0.05,0.29,0.58,0.78,0.88,0.928,0.954,0.974,0.979,0.982,0.985,0.988,0.991,0.991,0.991,0.992,0.994,0.996,0.998,0.998,0.998,0.998,0.998,0.995,0.993,0.982,0.965,0.914,0.82]
["HZBAF4","L",2.69163001,-0.00984427132,0.0256830841,{"v":0.000843697635,"d":"8.44E-04"},{"v":-1.65735681e-05,"d":"-1.66E-05"},6.7123065e-06,{"v":0,"d":"0.00E+00"},{"v":0,"d":"0.00E+00"},{"v":0,"d":"0.00E+00"},{"v":0,"d":"0.00E+00"},10,0,0,0,0,0,0,0,0,0.117,0.501,0.768,0.888,0.939,0.976,0.985,0.991,0.993,0.994,0.996,0.996,0.995,0.995,0.996,0.998,0.998,0.998,0.998,0.998,0.998,0.992,0.991,0.973,0.957,0.897,0.866]
["HZBAF5","L",2.7282151,-0.00801785321,0.0232797778,-0.000366897021,1.17676258E-4,-4.64381474E-6,{"v":0,"d":"0.00E+00"},{"v":0,"d":"0.00E+00"},{"v":0,"d":"0.00E+00"},{"v":0,"d":"0.00E+00"},10,0,0,0,0,0,0,0.06,0.34,0.63,0.8,0.886,0.93,0.953,0.971,0.976,0.98,0.983,0.985,0.989,0.989,0.99,0.99,0.991,0.996,0.997,0.998,0.998,0.998,0.998,0.998,0.997,0.984,0.972,0.942,0.889]
["HZBAF50","L",2.69045194,-0.00736356688,0.0226992125,-0.000794594575,0.000161075119,-6.92969544e-06,{"v":0,"d":"0.00E+00"},{"v":0,"d":"0.00E+00"},{"v":0,"d":"0.00E+00"},{"v":0,"d":"0.00E+00"},10,0,0,0,0,0,0,0.05,0.29,0.58,0.78,0.88,0.928,0.954,0.974,0.979,0.982,0.985,0.988,0.991,0.991,0.991,0.992,0.994,0.996,0.998,0.998,0.998,0.998,0.998,0.995,0.993,0.982,0.965,0.914,0.82]
["HZBAF52","L",2.72624888,-0.00858990967,0.0222509606,-2.894972E-5,6.84239255e-05,-2.15508588e-06,{"v":0,"d":"0.00E+00"},{"v":0,"d":"0.00E+00"},{"v":0,"d":"0.00E+00"},{"v":0,"d":"0.00E+00"},10,0,0,0,0,0,0,0.06,0.34,0.63,0.8,0.886,0.93,0.953,0.971,0.976,0.98,0.983,0.985,0.989,0.989,0.99,0.99,0.991,0.996,0.997,0.998,0.998,0.998,0.998,0.998,0.996,0.982,0.972,0.942,0.886]
["HZF1","L",2.636187,-0.0097034146,0.0255502623,1.00610407E-3,-4.2521904e-05,9.06375385e-06,{"v":0,"d":"0.00E+00"},{"v":0,"d":"0.00E+00"},{"v":0,"d":"0.00E+00"},{"v":0,"d":"0.00E+00"},10,0,0,0,0,0,0,0,0,0.13,0.553,0.824,0.923,0.962,0.983,0.988,0.99,0.992,0.995,0.997,0.998,0.997,0.997,0.998,0.998,0.998,0.998,0.998,0.998,0.998,0.993,0.991,0.969,0.944,0.884,0.841]
["HZF10","L",2.7617586,-0.011254039,0.028221737,1.7540315E-3,-0.00012127053,1.5522384e-05,{"v":0,"d":"0.00E+00"},{"v":0,"d":"0.00E+00"},{"v":0,"d":"0.00E+00"},{"v":0,"d":"0.00E+00"},10,0,0,0,0,0,0,0,0,0.04,0.36,0.69,0.847,0.916,0.964,0.975,0.98,0.984,0.988,0.993,0.993,0.991,0.993,0.997,0.998,0.998,0.998,0.998,0.998,0.998,0.998,0.998,0.983,0.963,0.923,0.884]
["HZF11","L",2.79257889,-0.0123189318,0.0282213886,{"v":0.00233803553,"d":"2.34E-03"},{"v":-0.000193264698,"d":"-1.93E-04"},2.03435598E-5,{"v":0,"d":"0.00E+00"},{"v":0,"d":"0.00E+00"},{"v":0,"d":"0.00E+00"},{"v":0,"d":"0.00E+00"},10,0,0,0,0,0,0,0,0,0.034,0.378,0.725,0.875,0.932,0.969,0.978,0.984,0.988,0.99,0.994,0.996,0.996,0.996,0.998,0.998,0.998,0.998,0.998,0.998,0.998,0.993,0.99,0.968,0.945,0.889,0.838]
["HZF12","L",2.98833616,-0.01558083,0.0325585737,{"v":4.07634444E-3,"d":"4.08E-03"},{"v":-4.23585266E-4,"d":"-4.24E-04"},4.04422209e-05,{"v":0,"d":"0.00E+00"},{"v":0,"d":"0.00E+00"},{"v":0,"d":"0.00E+00"},{"v":0,"d":"0.00E+00"},10,0,0,0,0,0,0,0,0,0,0.07,0.39,0.68,0.823,0.93,0.962,0.973,0.98,0.984,0.991,0.993,0.993,0.995,0.997,0.997,0.998,0.998,0.998,0.998,0.998,0.998,0.998,0.982,0.97,0.935,0.904]
["HZF13","L",3.05150937,-0.0123177102,0.0421532614,0.00181669625,-2.87661517E-5,1.88518506e-05,{"v":0,"d":"0.00E+00"},{"v":0,"d":"0.00E+00"},{"v":0,"d":"0.00E+00"},{"v":0,"d":"0.00E+00"},10,0,0,0,0,0,0,0,0,0,0.07,0.38,0.65,0.81,0.919,0.956,0.971,0.978,0.983,0.992,0.994,0.995,0.996,0.998,0.998,0.998,0.998,0.998,0.998,0.998,0.998,0.998,0.987,0.974,0.944,0.909]
["HZF13GT","L",3.05150937,-0.0123177102,0.0421532614,0.00181669625,-2.87661517E-5,1.88518506e-05,{"v":0,"d":"0.00E+00"},{"v":0,"d":"0.00E+00"},{"v":0,"d":"0.00E+00"},{"v":0,"d":"0.00E+00"},10,0,0,0,0,0,0,0,0,0.015,0.12,0.519,0.775,0.878,0.945,0.964,0.972,0.978,0.982,0.992,0.994,0.995,0.996,0.997,0.998,0.998,0.998,0.998,0.998,0.998,0.995,0.992,0.977,0.962,0.924,0.882]
["HZF1A","L",2.63819797,-0.0109320897,0.0244992736,{"v":1.25518288E-3,"d":"1.26E-03"},{"v":-7.28811086e-05,"d":"-7.29E-05"},1.06546059e-05,{"v":0,"d":"0.00E+00"},{"v":0,"d":"0.00E+00"},{"v":0,"d":"0.00E+00"},{"v":0,"d":"0.00E+00"},10,0,0,0,0,0,0,0,0,0.063,0.445,0.761,0.891,0.944,0.974,0.981,0.986,0.988,0.99,0.993,0.994,0.995,0.996,0.996,0.998,0.998,0.998,0.998,0.998,0.998,0.995,0.991,0.972,0.95,0.889,0.852]
["HZF2","L",2.70748536,-0.00876853099,0.030735315,{"v":0.000240155352,"d":"2.40E-04"},{"v":8.93430086E-5,"d":"8.93E-05"},3.65229043E-6,{"v":0,"d":"0.00E+00"},{"v":0,"d":"0.00E+00"},{"v":0,"d":"0.00E+00"},{"v":0,"d":"0.00E+00"},10,0,0,0,0,0,0,0,0,0.041,0.388,0.723,0.874,0.933,0.97,0.977,0.983,0.987,0.989,0.993,0.993,0.993,0.993,0.994,0.998,0.998,0.998,0.998,0.998,0.998,0.993,0.99,0.97,0.948,0.888,0.851]
["HZF3","L",2.85722177,-0.0177283648,0.0259634053,{"v":0.0034434958,"d":"3.44E-03"},{"v":-0.000319318567,"d":"-3.19E-04"},2.68269122e-05,{"v":0,"d":"0.00E+00"},{"v":0,"d":"0.00E+00"},{"v":0,"d":"0.00E+00"},{"v":0,"d":"0.00E+00"},10,0,0,0,0,0,0,0,0,0.02,0.281,0.629,0.809,0.892,0.953,0.971,0.981,0.986,0.989,0.993,0.994,0.996,0.996,0.997,0.998,0.998,0.998,0.998,0.998,0.998,0.992,0.988,0.963,0.935,0.871,0.81]
["HZF39","L",2.69566345,-0.0106305729,0.0263464696,0.0012869122,-6.75605612e-05,1.09913394e-05,{"v":0,"d":"0.00E+00"},{"v":0,"d":"0.00E+00"},{"v":0,"d":"0.00E+00"},{"v":0,"d":"0.00E+00"},10,0,0,0,0,0,0,0,0,0.04,0.373,0.705,0.859,0.924,0.968,0.98,0.985,0.989,0.991,0.996,0.996,0.996,0.997,0.998,0.998,0.998,0.998,0.998,0.998,0.998,0.998,0.996,0.969,0.942,0.885,0.839]
["HZF4","L",2.8973661,-0.020238982,0.019289743,{"v":6.8732539E-3,"d":"6.87E-03"},{"v":-0.00088531406,"d":"-8.85E-04"},{"v":6.3079443e-05,"d":"6.31E-05"},{"v":0,"d":"0.00E+00"},{"v":0,"d":"0.00E+00"},{"v":0,"d":"0.00E+00"},{"v":0,"d":"0.00E+00"},10,0,0,0,0,0,0,0,0,0,0.228,0.61,0.823,0.904,0.956,0.973,0.98,0.983,0.987,0.993,0.994,0.994,0.995,0.997,0.998,0.998,0.998,0.998,0.998,0.998,0.994,0.991,0.975,0.957,0.911,0.872]
["HZF4A","L",2.87667041,-0.0108521785,0.0348454207,1.63571517E-3,-8.15344316e-05,1.79346084e-05,{"v":0,"d":"0.00E+00"},{"v":0,"d":"0.00E+00"},{"v":0,"d":"0.00E+00"},{"v":0,"d":"0.00E+00"},10,0,0,0,0,0,0,0,0,0,0.213,0.574,0.779,0.873,0.942,0.965,0.976,0.982,0.985,0.993,0.993,0.995,0.996,0.997,0.998,0.998,0.998,0.998,0.998,0.998,0.995,0.992,0.975,0.958,0.914,0.872]
["HZF4AGT","L",2.87667041,-0.0108521785,0.0348454207,1.63571517E-3,-8.15344316e-05,1.79346084e-05,{"v":0,"d":"0.00E+00"},{"v":0,"d":"0.00E+00"},{"v":0,"d":"0.00E+00"},{"v":0,"d":"0.00E+00"},10,0,0,0,0,0,0,0,0,0,0.233,0.602,0.804,0.894,0.955,0.972,0.981,0.984,0.987,0.993,0.995,0.995,0.996,0.997,0.998,0.998,0.998,0.998,0.998,0.998,0.994,0.991,0.974,0.957,0.911,0.867]
["HZF5","L",2.91358387,-0.0105930316,0.0366349235,0.00134643008,-3.4696778e-05,1.5917092e-05,{"v":0,"d":"0.00E+00"},{"v":0,"d":"0.00E+00"},{"v":0,"d":"0.00E+00"},{"v":0,"d":"0.00E+00"},10,0,0,0,0,0,0,0,0,0,0.219,0.582,0.783,0.875,0.942,0.964,0.976,0.982,0.987,0.993,0.993,0.995,0.996,0.997,0.998,0.998,0.998,0.998,0.998,0.998,0.993,0.988,0.966,0.942,0.884,0.82]
["HZF50","L",2.92360946,-0.0149760388,0.03002329,3.8613679E-3,-0.000421158445,3.86612695e-05,{"v":0,"d":"0.00E+00"},{"v":0,"d":"0.00E+00"},{"v":0,"d":"0.00E+00"},{"v":0,"d":"0.00E+00"},10,0,0,0,0,0,0,0,0,0,0.176,0.549,0.784,0.879,0.948,0.967,0.975,0.982,0.985,0.993,0.994,0.993,0.995,0.997,0.998,0.998,0.998,0.998,0.998,0.998,0.994,0.991,0.975,0.958,0.913,0.872]
["HZF52","L",3.26760058,-0.0205384566,0.0351507672,0.00770151348,-0.000908139817,7.52649555e-05,{"v":0,"d":"0.00E+00"},{"v":0,"d":"0.00E+00"},{"v":0,"d":"0.00E+00"},{"v":0,"d":"0.00E+00"},10,0,0,0,0,0,0,0,0,0,0.09,0.413,0.661,0.789,0.896,0.931,0.953,0.964,0.973,0.987,0.991,0.99,0.991,0.994,0.997,0.997,0.997,0.997,0.997,0.998,0.995,0.992,0.979,0.966,0.939,0.89]
["HZF52A","L",3.2506862,-0.0133942217,0.0483625913,0.00314442751,-0.000197073674,3.47645679e-05,{"v":0,"d":"0.00E+00"},{"v":0,"d":"0.00E+00"},{"v":0,"d":"0.00E+00"},{"v":0,"d":"0.00E+00"},10,0,0,0,0,0,0,0,0,0,0.05,0.33,0.59,0.74,0.872,0.928,0.953,0.966,0.975,0.989,0.993,0.994,0.996,0.998,0.998,0.998,0.998,0.998,0.998,0.998,0.998,0.998,0.985,0.97,0.943,0.896]
["HZF52AGT","L",3.2506862,-0.013394222,0.048362591,0.0031444275,{"v":-0.00019707367,"d":"-1.97E-04"},{"v":3.4764568e-05,"d":"3.48E-05"},{"v":0,"d":"0.00E+00"},{"v":0,"d":"0.00E+00"},{"v":0,"d":"0.00E+00"},{"v":0,"d":"0.00E+00"},10,0,0,0,0,0,0,0,0,0,0.106,0.469,0.713,0.825,0.913,0.946,0.962,0.97,0.977,0.987,0.989,0.99,0.993,0.995,0.998,0.998,0.998,0.998,0.998,0.998,0.995,0.991,0.974,0.958,0.922,0.862]
["HZF52GT","L",3.26760058,-0.0205384566,0.0351507672,0.00770151348,-0.000908139817,7.52649555e-05,{"v":0,"d":"0.00E+00"},{"v":0,"d":"0.00E+00"},{"v":0,"d":"0.00E+00"},{"v":0,"d":"0.00E+00"},10,0,0,0,0,0,0,0,0,0,0.09,0.446,0.719,0.83,0.922,0.95,0.964,0.972,0.977,0.987,0.991,0.992,0.993,0.994,0.997,0.997,0.997,0.997,0.997,0.998,0.995,0.991,0.977,0.962,0.933,0.879]
["HZF52TT","L",3.26760058,-0.0205384566,0.0351507672,0.00770151348,-0.000908139817,7.52649555e-05,{"v":0,"d":"0.00E+00"},{"v":0,"d":"0.00E+00"},{"v":0,"d":"0.00E+00"},{"v":0,"d":"0.00E+00"},10,0,0,0,0,0,0,0,0,0,0.08,0.446,0.722,0.85,0.929,0.954,0.967,0.974,0.979,0.988,0.99,0.99,0.993,0.994,0.997,0.997,0.997,0.997,0.997,0.998,0.995,0.992,0.979,0.966,0.939,0.89]
["HZF6","L",2.9632067,-0.0121274947,0.0364365808,0.00212579927,-0.000130100151,2.14141061E-5,{"v":0,"d":"0.00E+00"},{"v":0,"d":"0.00E+00"},{"v":0,"d":"0.00E+00"},{"v":0,"d":"0.00E+00"},10,0,0,0,0,0,0,0,0,0,0.19,0.574,0.791,0.883,0.948,0.967,0.976,0.981,0.985,0.993,0.993,0.995,0.996,0.997,0.998,0.998,0.998,0.998,0.998,0.998,0.994,0.991,0.975,0.96,0.914,0.868]
["HZF62","L",3.50341992,-0.0191891965,0.0536641379,{"v":0.00664979774,"d":"6.65E-03"},{"v":-6.78415522E-4,"d":"-6.78E-04"},8.33179504e-05,{"v":0,"d":"0.00E+00"},{"v":0,"d":"0.00E+00"},{"v":0,"d":"0.00E+00"},{"v":0,"d":"0.00E+00"},10,0,0,0,0,0,0,0,0,0,0,0,0.211,0.536,0.799,0.871,0.908,0.929,0.944,0.973,0.984,0.986,0.99,0.992,0.994,0.994,0.996,0.996,0.997,0.998,0.997,0.995,0.987,0.979,0.962,0.938]
["HZF71","L",3.12457417,-0.0184343398,0.0395426536,{"v":0.0055116689,"d":"5.51E-03"},{"v":-0.000577885043,"d":"-5.78E-04"},6.1110918e-05,{"v":0,"d":"0.00E+00"},{"v":0,"d":"0.00E+00"},{"v":0,"d":"0.00E+00"},{"v":0,"d":"0.00E+00"},10,0,0,0,0,0,0,0,0,0,0.013,0.299,0.665,0.823,0.912,0.94,0.957,0.967,0.974,0.989,0.993,0.994,0.995,0.996,0.998,0.998,0.998,0.998,0.998,0.998,0.996,0.994,0.986,0.975,0.934,0.876]
["HZF72","L",3.4993311,-0.027091573,0.047704517,{"v":0.010964633,"d":"1.10E-02"},{"v":-0.001322762,"d":"-1.32E-03"},1.33631E-4,{"v":0,"d":"0.00E+00"},{"v":0,"d":"0.00E+00"},{"v":0,"d":"0.00E+00"},{"v":0,"d":"0.00E+00"},10,0,0,0,0,0,0,0,0,0,0,0,0.05,0.35,0.75,0.836,0.876,0.903,0.924,0.961,0.975,0.978,0.982,0.988,0.996,0.996,0.998,0.998,0.998,0.998,0.998,0.998,0.996,0.989,0.964,0.93]
["HZF72A","L",3.49933112,-0.0270915729,0.0477045173,{"v":0.0109646331,"d":"1.10E-02"},{"v":-0.00132276177,"d":"-1.32E-03"},0.000133630751,{"v":0,"d":"0.00E+00"},{"v":0,"d":"0.00E+00"},{"v":0,"d":"0.00E+00"},{"v":0,"d":"0.00E+00"},10,0,0,0,0,0,0,0,0,0,0,0,0.053,0.353,0.74,0.849,0.903,0.935,0.955,0.982,0.992,0.994,0.995,0.996,0.997,0.997,0.997,0.997,0.998,0.998,0.998,0.995,0.986,0.976,0.956,0.927]
["HZF7LA","L",3.11930169,-0.0120954989,0.0427579381,0.00249825483,-1.16785147E-4,2.28047853e-05,{"v":0,"d":"0.00E+00"},{"v":0,"d":"0.00E+00"},{"v":0,"d":"0.00E+00"},{"v":0,"d":"0.00E+00"},10,0,0,0,0,0,0,0,0,0.021,0.309,0.647,0.81,0.877,0.94,0.965,0.976,0.982,0.985,0.993,0.995,0.995,0.996,0.996,0.998,0.998,0.998,0.998,0.998,0.998,0.996,0.992,0.973,0.953,0.917,0.854]
["HZF7LAGT","L",3.11930169,-0.0120954989,0.0427579381,0.00249825483,-1.16785147E-4,2.28047853e-05,{"v":0,"d":"0.00E+00"},{"v":0,"d":"0.00E+00"},{"v":0,"d":"0.00E+00"},{"v":0,"d":"0.00E+00"},10,0,0,0,0,0,0,0,0,0.018,0.303,0.659,0.824,0.891,0.945,0.964,0.976,0.981,0.986,0.994,0.996,0.996,0.997,0.997,0.998,0.998,0.998,0.998,0.998,0.998,0.995,0.991,0.971,0.95,0.911,0.845]
["HZF88","L",3.57552387,-0.0303712686,0.0482363566,0.013150654,-0.00163641867,0.000162274903,{"v":0,"d":"0.00E+00"},{"v":0,"d":"0.00E+00"},{"v":0,"d":"0.00E+00"},{"v":0,"d":"0.00E+00"},10,0,0,0,0,0,0,0,0,0,0,0,0.025,0.236,0.7,0.825,0.886,0.921,0.946,0.979,0.989,0.991,0.993,0.995,0.995,0.996,0.997,0.998,0.998,0.998,0.998,0.996,0.992,0.987,0.966,0.946]
["HZK1","L",2.42695876,-0.0107508507,0.012802243,{"v":9.25440065e-05,"d":"9.25E-05"},{"v":1.33568132e-05,"d":"1.34E-05"},-5.38892285e-07,{"v":0,"d":"0.00E+00"},{"v":0,"d":"0.00E+00"},{"v":0,"d":"0.00E+00"},{"v":0,"d":"0.00E+00"},10,0,0.04,0.16,0.35,0.56,0.73,0.843,0.912,0.95,0.971,0.98,0.987,0.991,0.993,0.993,0.994,0.995,0.996,0.997,0.997,0.997,0.997,0.997,0.998,0.998,0.998,0.998,0.998,0.998,0.998,0.998,0.984,0.96,0.856,0.76]
["HZK10","L",2.5840705,-0.0087264109,0.017569665,{"v":-0.00030815451,"d":"-3.08E-04"},{"v":8.8794888e-05,"d":"8.88E-05"},-4.7409985e-06,{"v":0,"d":"0.00E+00"},{"v":0,"d":"0.00E+00"},{"v":0,"d":"0.00E+00"},{"v":0,"d":"0.00E+00"},10,0,0,0,0,0.01,0.15,0.46,0.72,0.852,0.925,0.958,0.973,0.983,0.99,0.991,0.992,0.993,0.995,0.996,0.996,0.996,0.997,0.998,0.998,0.998,0.998,0.998,0.998,0.998,0.997,0.996,0.978,0.955,0.865,0.77]
["HZK10L","L",2.5987875,-0.01767092,0.011069609,{"v":1.3151858E-3,"d":"1.32E-03"},{"v":-1.0779203E-4,"d":"-1.08E-04"},4.5458961e-06,{"v":0,"d":"0.00E+00"},{"v":0,"d":"0.00E+00"},{"v":0,"d":"0.00E+00"},{"v":0,"d":"0.00E+00"},10,0,0,0,0,0.047,0.298,0.612,0.807,0.905,0.95,0.972,0.98,0.988,0.99,0.991,0.994,0.995,0.996,0.996,0.996,0.996,0.996,0.997,0.998,0.998,0.998,0.998,0.998,0.998,0.988,0.992,0.982,0.964,0.89,0.799]
["HZK11","L",2.6370236,-0.010212072,0.017024722,{"v":0.00021432422,"d":"2.14E-04"},{"v":7.4387689e-06,"d":"7.44E-06"},4.3580605E-7,{"v":0,"d":"0.00E+00"},{"v":0,"d":"0.00E+00"},{"v":0,"d":"0.00E+00"},{"v":0,"d":"0.00E+00"},10,0,0,0,0,0,0.033,0.25,0.58,0.79,0.896,0.945,0.966,0.979,0.989,0.99,0.992,0.994,0.995,0.996,0.995,0.996,0.996,0.997,0.998,0.998,0.997,0.997,0.997,0.997,0.988,0.991,0.979,0.959,0.882,0.765]
["HZK14","L",2.53022442,-0.0101985443,0.0142843974,{"v":0.000253350969,"d":"2.53E-04"},{"v":-1.29976369E-5,"d":"-1.30E-05"},1.10420609E-6,{"v":0,"d":"0.00E+00"},{"v":0,"d":"0.00E+00"},{"v":0,"d":"0.00E+00"},{"v":0,"d":"0.00E+00"},10,0,0.02,0.09,0.25,0.45,0.64,0.78,0.87,0.931,0.961,0.976,0.985,0.991,0.994,0.994,0.995,0.996,0.997,0.998,0.997,0.997,0.997,0.997,0.997,0.996,0.996,0.996,0.996,0.995,0.99,0.98,0.958,0.937,0.77,0.64]
["HZK2","L",2.46852235,-0.0101871678,0.0133916752,0.000329060714,-1.21986536E-5,6.59142401e-07,{"v":0,"d":"0.00E+00"},{"v":0,"d":"0.00E+00"},{"v":0,"d":"0.00E+00"},{"v":0,"d":"0.00E+00"},10,0,0.03,0.12,0.3,0.51,0.7,0.825,0.903,0.945,0.969,0.979,0.985,0.989,0.991,0.991,0.993,0.993,0.995,0.995,0.996,0.996,0.997,0.997,0.998,0.998,0.998,0.998,0.998,0.998,0.998,0.998,0.988,0.973,0.908,0.832]
["HZK20","L",2.56416217,-0.00663710078,0.0191195924,{"v":-0.000520583562,"d":"-5.21E-04"},{"v":1.17796641E-4,"d":"1.18E-04"},-5.72026705e-06,{"v":0,"d":"0.00E+00"},{"v":0,"d":"0.00E+00"},{"v":0,"d":"0.00E+00"},{"v":0,"d":"0.00E+00"},10,0,0.01,0.09,0.26,0.5,0.7,0.837,0.915,0.954,0.975,0.983,0.987,0.99,0.993,0.993,0.994,0.995,0.995,0.996,0.996,0.996,0.997,0.997,0.998,0.998,0.998,0.998,0.998,0.998,0.992,0.996,0.982,0.964,0.922,0.886]
["HZK21","L",2.59019466,-0.0103261557,0.0158597885,1.58705075E-4,8.97501936e-06,-9.7736858e-08,{"v":0,"d":"0.00E+00"},{"v":0,"d":"0.00E+00"},{"v":0,"d":"0.00E+00"},{"v":0,"d":"0.00E+00"},10,0,0,0.025,0.124,0.327,0.548,0.72,0.84,0.911,0.949,0.971,0.98,0.986,0.99,0.991,0.994,0.994,0.994,0.994,0.994,0.995,0.995,0.996,0.997,0.997,0.996,0.996,0.996,0.996,0.979,0.987,0.972,0.947,0.834,0.719]
["HZK3","L",2.48804118,-0.0104146168,0.0133178501,0.000319390239,-1.887969e-05,1.1928548E-6,{"v":0,"d":"0.00E+00"},{"v":0,"d":"0.00E+00"},{"v":0,"d":"0.00E+00"},{"v":0,"d":"0.00E+00"},10,0,0.02,0.14,0.36,0.58,0.75,0.86,0.918,0.957,0.972,0.985,0.988,0.992,0.993,0.994,0.995,0.996,0.997,0.999,0.999,0.998,0.999,0.999,0.999,0.999,0.999,0.999,0.999,0.998,0.997,0.98,0.968,0.956,0.865,0.77]
["HZK3A","L",2.48635025,-0.00969802289,0.0145444434,{"v":-6.42693019e-05,"d":"-6.43E-05"},{"v":3.4793343e-05,"d":"3.48E-05"},-1.53631738E-6,{"v":0,"d":"0.00E+00"},{"v":0,"d":"0.00E+00"},{"v":0,"d":"0.00E+00"},{"v":0,"d":"0.00E+00"},10,0.022,0.035,0.128,0.306,0.514,0.692,0.815,0.896,0.943,0.967,0.98,0.984,0.989,0.991,0.991,0.994,0.995,0.996,0.997,0.997,0.997,0.998,0.998,0.998,0.998,0.998,0.998,0.998,0.998,0.982,0.992,0.985,0.969,0.884,0.791]
["HZK4","L",2.54489747,-8.83488409E-3,0.0159113795,{"v":-5.14042928e-05,"d":"-5.14E-05"},{"v":3.62073286e-05,"d":"3.62E-05"},-1.50010238E-6,{"v":0,"d":"0.00E+00"},{"v":0,"d":"0.00E+00"},{"v":0,"d":"0.00E+00"},{"v":0,"d":"0.00E+00"},10,0,0,0.03,0.11,0.28,0.49,0.68,0.81,0.891,0.939,0.963,0.975,0.984,0.989,0.991,0.992,0.993,0.994,0.996,0.995,0.995,0.995,0.996,0.993,0.995,0.995,0.997,0.998,0.998,0.998,0.996,0.984,0.967,0.906,0.828]
["HZK5","L",2.54498193,-0.00576275042,0.0196014743,-0.000812786508,1.38354802E-4,-6.16579204e-06,{"v":0,"d":"0.00E+00"},{"v":0,"d":"0.00E+00"},{"v":0,"d":"0.00E+00"},{"v":0,"d":"0.00E+00"},10,0,0.03,0.11,0.28,0.5,0.69,0.827,0.907,0.947,0.971,0.981,0.986,0.989,0.991,0.991,0.992,0.993,0.994,0.995,0.995,0.995,0.996,0.996,0.997,0.998,0.998,0.998,0.998,0.998,0.998,0.997,0.978,0.953,0.887,0.82]
["HZK50","L",2.54140617,-0.00972103422,0.0143707512,5.94894245E-4,-4.88938359e-05,2.80646352E-6,{"v":0,"d":"0.00E+00"},{"v":0,"d":"0.00E+00"},{"v":0,"d":"0.00E+00"},{"v":0,"d":"0.00E+00"},10,0,0.027,0.055,0.219,0.46,0.673,0.813,0.899,0.944,0.967,0.98,0.983,0.987,0.991,0.991,0.993,0.994,0.994,0.994,0.994,0.994,0.996,0.997,0.997,0.997,0.997,0.997,0.997,0.997,0.989,0.993,0.985,0.972,0.915,0.865]
["HZK50GT","L",2.54140617,-0.00972103422,0.0143707512,5.94894245E-4,-4.88938359e-05,2.80646352E-6,{"v":0,"d":"0.00E+00"},{"v":0,"d":"0.00E+00"},{"v":0,"d":"0.00E+00"},{"v":0,"d":"0.00E+00"},10,0.039,0.172,0.387,0.598,0.762,0.868,0.925,0.962,0.978,0.987,0.993,0.994,0.996,0.996,0.996,0.996,0.996,0.996,0.996,0.997,0.997,0.997,0.998,0.998,0.998,0.998,0.998,0.998,0.998,0.991,0.995,0.987,0.975,0.922,0.871]
["HZK6","L",2.55828763,-0.00978781657,0.0153557077,0.000130481426,1.76143611E-5,-7.13242444e-07,{"v":0,"d":"0.00E+00"},{"v":0,"d":"0.00E+00"},{"v":0,"d":"0.00E+00"},{"v":0,"d":"0.00E+00"},10,0,0,0,0.03,0.17,0.4,0.62,0.78,0.873,0.928,0.956,0.971,0.979,0.984,0.984,0.986,0.988,0.99,0.991,0.992,0.992,0.993,0.993,0.995,0.996,0.998,0.998,0.998,0.998,0.998,0.996,0.987,0.97,0.906,0.819]
["HZK7","L",2.56229558,-0.0108844706,0.0140997791,{"v":0.000379257039,"d":"3.79E-04"},{"v":-2.41612681e-05,"d":"-2.42E-05"},1.41616214E-6,{"v":0,"d":"0.00E+00"},{"v":0,"d":"0.00E+00"},{"v":0,"d":"0.00E+00"},{"v":0,"d":"0.00E+00"},10,0,0.01,0.06,0.18,0.37,0.56,0.73,0.842,0.908,0.95,0.969,0.98,0.987,0.991,0.992,0.993,0.994,0.995,0.997,0.997,0.997,0.998,0.998,0.998,0.998,0.998,0.998,0.998,0.998,0.99,0.997,0.985,0.968,0.898,0.79]
["HZK7A","L",2.56202058,-0.0111746005,0.0144141241,{"v":0.000274592244,"d":"2.75E-04"},{"v":-8.38629274E-6,"d":"-8.39E-06"},6.6157559e-07,{"v":0,"d":"0.00E+00"},{"v":0,"d":"0.00E+00"},{"v":0,"d":"0.00E+00"},{"v":0,"d":"0.00E+00"},10,0,0.016,0.047,0.125,0.258,0.451,0.655,0.809,0.897,0.945,0.968,0.979,0.987,0.99,0.991,0.995,0.995,0.996,0.997,0.997,0.998,0.998,0.998,0.998,0.998,0.998,0.998,0.998,0.998,0.985,0.992,0.982,0.962,0.878,0.75]
["HZK8","L",2.55701495,-0.00765926112,0.0176261795,{"v":-2.049981E-4,"d":"-2.05E-04"},{"v":6.81299541e-05,"d":"6.81E-05"},-3.07368383e-06,{"v":0,"d":"0.00E+00"},{"v":0,"d":"0.00E+00"},{"v":0,"d":"0.00E+00"},{"v":0,"d":"0.00E+00"},10,0,0,0,0,0.1,0.41,0.69,0.845,0.919,0.958,0.974,0.983,0.988,0.991,0.991,0.993,0.994,0.994,0.996,0.996,0.996,0.997,0.997,0.998,0.998,0.998,0.998,0.998,0.998,0.998,0.998,0.98,0.956,0.894,0.826]
["HZK9A","L",2.58407802,-0.0111281379,0.0154281597,{"v":2.64033929e-05,"d":"2.64E-05"},{"v":2.77466467E-5,"d":"2.77E-05"},-1.24493904e-06,{"v":0,"d":"0.00E+00"},{"v":0,"d":"0.00E+00"},{"v":0,"d":"0.00E+00"},{"v":0,"d":"0.00E+00"},10,0,0,0,0.14,0.3,0.5,0.67,0.8,0.885,0.935,0.961,0.974,0.983,0.989,0.991,0.993,0.994,0.995,0.996,0.996,0.997,0.998,0.998,0.998,0.998,0.998,0.998,0.998,0.998,0.993,0.994,0.979,0.95,0.828,0.68]
["HZK9B","L",2.5813755,-0.00958578041,0.0171950468,-0.000507547344,{"v":1.01126924E-4,"d":"1.01E-04"},-4.80045747e-06,{"v":0,"d":"0.00E+00"},{"v":0,"d":"0.00E+00"},{"v":0,"d":"0.00E+00"},{"v":0,"d":"0.00E+00"},10,0,0.034,0.11,0.258,0.451,0.635,0.777,0.874,0.932,0.965,0.98,0.987,0.992,0.995,0.996,0.998,0.998,0.998,0.998,0.998,0.997,0.995,0.998,0.998,0.998,0.998,0.998,0.998,0.998,0.985,0.991,0.979,0.957,0.863,0.738]
["HZLAF1","L",3.16228962,-0.014206768,0.0294595374,0.000212856988,6.58725595e-05,-1.65992623e-06,{"v":0,"d":"0.00E+00"},{"v":0,"d":"0.00E+00"},{"v":0,"d":"0.00E+00"},{"v":0,"d":"0.00E+00"},10,0,0,0,0,0.015,0.197,0.472,0.664,0.781,0.858,0.905,0.935,0.952,0.97,0.978,0.983,0.987,0.99,0.994,0.994,0.994,0.995,0.996,0.998,0.998,0.998,0.998,0.998,0.998,0.998,0.998,0.997,0.973,0.917,0.693]
["HZLAF2","L",3.1696375,-0.013862879,{"v":0.028823304,"d":"2.88E-02"},{"v":-1.6299484e-05,"d":"-1.63E-05"},{"v":8.6184105e-05,"d":"8.62E-05"},{"v":-3.3700298E-6,"d":"-3.37E-06"},{"v":0,"d":"0.00E+00"},{"v":0,"d":"0.00E+00"},{"v":0,"d":"0.00E+00"},{"v":0,"d":"0.00E+00"},10,0,0,0,0.01,0.15,0.36,0.54,0.69,0.795,0.873,0.919,0.947,0.963,0.978,0.985,0.988,0.992,0.994,0.997,0.997,0.997,0.997,0.997,0.998,0.998,0.998,0.998,0.998,0.998,0.998,0.998,0.989,0.965,0.911,0.693]
["HZLAF2A","L",3.16963751,-0.0138628788,0.0288233041,{"v":-1.62994843E-5,"d":"-1.63E-05"},{"v":8.61841046e-05,"d":"8.62E-05"},-3.37002982e-06,{"v":0,"d":"0.00E+00"},{"v":0,"d":"0.00E+00"},{"v":0,"d":"0.00E+00"},{"v":0,"d":"0.00E+00"},10,0,0,0,0.024,0.082,0.267,0.469,0.642,0.767,0.853,0.907,0.937,0.956,0.974,0.981,0.989,0.993,0.996,0.996,0.997,0.997,0.997,0.997,0.997,0.998,0.998,0.998,0.998,0.998,0.997,0.996,0.989,0.968,0.912,0.707]
["HZLAF3","L",3.33260614,-0.0142217301,0.0366299952,0.00102037909,-3.17481272e-06,5.76556277e-06,{"v":0,"d":"0.00E+00"},{"v":0,"d":"0.00E+00"},{"v":0,"d":"0.00E+00"},{"v":0,"d":"0.00E+00"},10,0,0,0,0,0,0,0,0.02,0.22,0.54,0.74,0.834,0.886,0.936,0.957,0.969,0.978,0.984,0.992,0.994,0.996,0.996,0.997,0.998,0.998,0.998,0.998,0.998,0.998,0.998,0.998,0.996,0.975,0.926,0.74]
["HZLAF4LA","L",3.52200128,-0.0121473151,0.0435909987,0.000593247086,8.40620002e-05,2.27233268e-06,{"v":0,"d":"0.00E+00"},{"v":0,"d":"0.00E+00"},{"v":0,"d":"0.00E+00"},{"v":0,"d":"0.00E+00"},10,0,0,0,0,0,0,0,0,0.175,0.435,0.629,0.748,0.821,0.896,0.928,0.95,0.965,0.976,0.988,0.992,0.99,0.992,0.992,0.997,0.997,0.998,0.998,0.998,0.998,0.998,0.997,0.993,0.98,0.954,0.845]
["HZLAF50B","L",3.1695924,-0.01167292,0.031182156,-0.00052019114,{"v":0.0001348215,"d":"1.35E-04"},{"v":-4.8744323e-06,"d":"-4.87E-06"},{"v":0,"d":"0.00E+00"},{"v":0,"d":"0.00E+00"},{"v":0,"d":"0.00E+00"},{"v":0,"d":"0.00E+00"},10,0,0,0,0,0.04,0.14,0.29,0.46,0.61,0.74,0.831,0.888,0.923,0.956,0.969,0.976,0.982,0.986,0.99,0.992,0.992,0.994,0.995,0.997,0.998,0.998,0.998,0.998,0.998,0.998,0.998,0.997,0.974,0.926,0.7]
["HZLAF50D","L",3.17122941,-0.0123809285,0.0303628745,{"v":-0.000417232894,"d":"-4.17E-04"},{"v":0.000142630066,"d":"1.43E-04"},-6.197583e-06,{"v":0,"d":"0.00E+00"},{"v":0,"d":"0.00E+00"},{"v":0,"d":"0.00E+00"},{"v":0,"d":"0.00E+00"},10,0,0,0,0,0.14,0.333,0.522,0.678,0.79,0.87,0.918,0.945,0.96,0.975,0.982,0.987,0.99,0.993,0.995,0.995,0.995,0.996,0.998,0.998,0.998,0.998,0.998,0.998,0.998,0.998,0.997,0.991,0.971,0.927,0.733]
["HZLAF50E","L",3.17475472,-0.0138702913,0.0278405909,{"v":3.51405611E-4,"d":"3.51E-04"},{"v":4.08115849e-05,"d":"4.08E-05"},-1.46429081E-6,{"v":0,"d":"0.00E+00"},{"v":0,"d":"0.00E+00"},{"v":0,"d":"0.00E+00"},{"v":0,"d":"0.00E+00"},10,0,0,0,0.025,0.203,0.459,0.648,0.775,0.857,0.91,0.943,0.96,0.97,0.981,0.986,0.991,0.993,0.994,0.996,0.996,0.996,0.996,0.996,0.997,0.996,0.996,0.995,0.993,0.99,0.983,0.97,0.953,0.922,0.86,0.726]
["HZLAF51","L",3.16163938,-0.0127262423,0.0325482205,{"v":0.000373836955,"d":"3.74E-04"},{"v":6.46085816e-05,"d":"6.46E-05"},{"v":7.28177708e-08,"d":"7.28E-08"},{"v":0,"d":"0.00E+00"},{"v":0,"d":"0.00E+00"},{"v":0,"d":"0.00E+00"},{"v":0,"d":"0.00E+00"},10,0,0,0,0,0,0,0.02,0.2,0.53,0.75,0.86,0.91,0.943,0.97,0.982,0.993,0.993,0.997,0.997,0.997,0.997,0.997,0.997,0.999,0.999,0.999,0.999,0.999,0.999,0.997,0.996,0.99,0.97,0.922,0.737]
["HZLAF52","L",3.16943454,-0.0124379117,0.0322101116,{"v":1.81456299E-4,"d":"1.81E-04"},{"v":8.90652926e-05,"d":"8.91E-05"},-1.91933145e-06,{"v":0,"d":"0.00E+00"},{"v":0,"d":"0.00E+00"},{"v":0,"d":"0.00E+00"},{"v":0,"d":"0.00E+00"},10,0,0,0,0,0,0,0.048,0.32,0.622,0.795,0.88,0.923,0.947,0.968,0.975,0.983,0.988,0.991,0.994,0.993,0.992,0.992,0.996,0.998,0.998,0.998,0.998,0.998,0.998,0.997,0.996,0.988,0.967,0.913,0.72]
["HZLAF52A","L",3.16845789,-0.0114753166,0.0326408875,{"v":9.57006606e-05,"d":"9.57E-05"},{"v":9.63026379e-05,"d":"9.63E-05"},-2.45219866e-06,{"v":0,"d":"0.00E+00"},{"v":0,"d":"0.00E+00"},{"v":0,"d":"0.00E+00"},{"v":0,"d":"0.00E+00"},10,0,0,0,0.025,0,0,0.048,0.32,0.622,0.795,0.88,0.923,0.947,0.968,0.975,0.983,0.988,0.991,0.994,0.993,0.992,0.992,0.996,0.998,0.998,0.998,0.998,0.998,0.998,0.997,0.996,0.988,0.967,0.913,0.72]
["HZLAF53","L",3.2618526,-0.015375794,0.033152898,{"v":0.0014090033,"d":"1.41E-03"},{"v":-5.5295605E-5,"d":"-5.53E-05"},{"v":7.1360367e-06,"d":"7.14E-06"},{"v":0,"d":"0.00E+00"},{"v":0,"d":"0.00E+00"},{"v":0,"d":"0.00E+00"},{"v":0,"d":"0.00E+00"},10,0,0,0,0,0,0,0.02,0.17,0.41,0.61,0.75,0.84,0.89,0.942,0.96,0.972,0.98,0.987,0.994,0.995,0.995,0.996,0.997,0.998,0.998,0.998,0.998,0.998,0.998,0.997,0.984,0.976,0.958,0.903,0.72]
["HZLAF53A","L",3.2574715,-0.012511784,0.035724343,{"v":0.00069824203,"d":"6.98E-04"},{"v":3.6423382e-05,"d":"3.64E-05"},{"v":2.6784761E-6,"d":"2.68E-06"},{"v":0,"d":"0.00E+00"},{"v":0,"d":"0.00E+00"},{"v":0,"d":"0.00E+00"},{"v":0,"d":"0.00E+00"},10,0,0,0,0,0,0,0,0.1,0.37,0.63,0.77,0.855,0.901,0.943,0.961,0.972,0.98,0.985,0.992,0.994,0.995,0.996,0.997,0.998,0.998,0.998,0.998,0.998,0.998,0.998,0.998,0.994,0.972,0.921,0.74]
["HZLAF53B","L",3.25780649,-0.0123377843,0.0355171622,0.000705690228,4.3498733e-05,1.95613611e-06,{"v":0,"d":"0.00E+00"},{"v":0,"d":"0.00E+00"},{"v":0,"d":"0.00E+00"},{"v":0,"d":"0.00E+00"},10,0,0,0,0,0,0,0,0.08,0.373,0.628,0.781,0.861,0.906,0.951,0.963,0.976,0.982,0.987,0.99,0.99,0.993,0.993,0.995,0.998,0.998,0.998,0.998,0.998,0.998,0.998,0.998,0.995,0.98,0.947,0.811]
["HZLAF53BGT","L",3.25780649,-0.0123377843,0.0355171622,0.000705690228,4.3498733e-05,1.95613611e-06,{"v":0,"d":"0.00E+00"},{"v":0,"d":"0.00E+00"},{"v":0,"d":"0.00E+00"},{"v":0,"d":"0.00E+00"},10,0,0,0,0,0,0,0.02,0.206,0.54,0.748,0.857,0.911,0.94,0.969,0.977,0.985,0.989,0.992,0.994,0.994,0.993,0.993,0.995,0.998,0.998,0.998,0.998,0.998,0.998,0.998,0.998,0.993,0.977,0.945,0.808]
["HZLAF55A","L",3.2808637,-0.019066608,0.028540621,{"v":1.2586912E-3,"d":"1.26E-03"},{"v":-5.2847729e-05,"d":"-5.28E-05"},{"v":4.2263573e-06,"d":"4.23E-06"},{"v":0,"d":"0.00E+00"},{"v":0,"d":"0.00E+00"},{"v":0,"d":"0.00E+00"},{"v":0,"d":"0.00E+00"},10,0,0,0,0,0,0.04,0.22,0.45,0.63,0.76,0.839,0.891,0.924,0.956,0.969,0.977,0.983,0.988,0.993,0.994,0.995,0.996,0.997,0.998,0.998,0.998,0.998,0.998,0.998,0.998,0.998,0.994,0.97,0.921,0.72]
["HZLAF55C","L",3.27170954,-0.0126721575,0.0335300924,{"v":-2.4910401e-05,"d":"-2.49E-05"},{"v":0.00010247728,"d":"1.02E-04"},-2.87496464e-06,{"v":0,"d":"0.00E+00"},{"v":0,"d":"0.00E+00"},{"v":0,"d":"0.00E+00"},{"v":0,"d":"0.00E+00"},10,0,0,0,0,0,0.109,0.314,0.518,0.675,0.787,0.861,0.903,0.931,0.958,0.97,0.981,0.987,0.994,0.998,0.997,0.996,0.996,0.997,0.998,0.998,0.998,0.998,0.998,0.998,0.997,0.996,0.991,0.971,0.927,0.742]
["HZLAF55D","L",3.27258827,-0.0129423515,0.032844328,0.000183315988,7.64020197e-05,-1.75379429e-06,{"v":0,"d":"0.00E+00"},{"v":0,"d":"0.00E+00"},{"v":0,"d":"0.00E+00"},{"v":0,"d":"0.00E+00"},10,0,0,0,0,0.029,0.219,0.478,0.668,0.788,0.863,0.913,0.939,0.957,0.974,0.982,0.989,0.993,0.995,0.998,0.998,0.998,0.998,0.998,0.998,0.998,0.998,0.998,0.998,0.998,0.998,0.997,0.991,0.972,0.931,0.756]
["HZLAF56","L",3.1540011,-0.013256753,0.034103312,0.0018472167,{"v":-1.0807332E-4,"d":"-1.08E-04"},{"v":1.2975901E-5,"d":"1.30E-05"},{"v":0,"d":"0.00E+00"},{"v":0,"d":"0.00E+00"},{"v":0,"d":"0.00E+00"},{"v":0,"d":"0.00E+00"},10,0,0,0,0,0,0,0,0.01,0.17,0.48,0.68,0.79,0.852,0.912,0.937,0.951,0.962,0.971,0.984,0.987,0.989,0.991,0.992,0.997,0.997,0.998,0.998,0.998,0.998,0.997,0.995,0.989,0.975,0.939,0.849]
["HZLAF56A","L",3.1504894,-0.011867882,0.03689884,{"v":0.000904427,"d":"9.04E-04"},{"v":2.9927794e-05,"d":"2.99E-05"},{"v":5.9914408e-06,"d":"5.99E-06"},{"v":0,"d":"0.00E+00"},{"v":0,"d":"0.00E+00"},{"v":0,"d":"0.00E+00"},{"v":0,"d":"0.00E+00"},10,0,0,0,0,0,0,0,0,0.11,0.42,0.65,0.787,0.859,0.925,0.951,0.964,0.973,0.98,0.99,0.994,0.995,0.997,0.998,0.998,0.998,0.998,0.998,0.998,0.998,0.998,0.998,0.99,0.976,0.934,0.83]
["HZLAF56B","L",3.14933428,-0.0111549297,0.0375191596,{"v":0.000787288786,"d":"7.87E-04"},{"v":2.9727118e-05,"d":"2.97E-05"},7.44861477e-06,{"v":0,"d":"0.00E+00"},{"v":0,"d":"0.00E+00"},{"v":0,"d":"0.00E+00"},{"v":0,"d":"0.00E+00"},10,0,0,0,0,0,0,0,0,0.111,0.455,0.709,0.831,0.893,0.942,0.961,0.972,0.981,0.986,0.993,0.995,0.995,0.995,0.995,0.998,0.998,0.998,0.998,0.998,0.998,0.996,0.994,0.985,0.971,0.921,0.82]
["HZLAF66","L",3.13578304,-0.0105336277,0.0366011503,3.98524293E-4,7.65525829e-05,3.24358098e-06,{"v":0,"d":"0.00E+00"},{"v":0,"d":"0.00E+00"},{"v":0,"d":"0.00E+00"},{"v":0,"d":"0.00E+00"},10,0,0,0,0,0,0,0,0.006,0.145,0.403,0.662,0.795,0.857,0.921,0.944,0.959,0.968,0.976,0.988,0.992,0.994,0.995,0.996,0.997,0.998,0.998,0.998,0.998,0.998,0.998,0.998,0.988,0.973,0.929,0.82]
["HZLAF66GT","L",3.13578304,-0.0105336277,0.0366011503,3.98524293E-4,7.65525829e-05,3.24358098e-06,{"v":0,"d":"0.00E+00"},{"v":0,"d":"0.00E+00"},{"v":0,"d":"0.00E+00"},{"v":0,"d":"0.00E+00"},10,0,0,0,0,0,0,0,0.015,0.21,0.523,0.745,0.849,0.9,0.943,0.96,0.971,0.977,0.983,0.99,0.992,0.994,0.995,0.997,0.998,0.998,0.998,0.998,0.998,0.998,0.998,0.996,0.985,0.969,0.923,0.81]
["HZLAF68","L",3.4373238,-0.012460242,{"v":0.03797278,"d":"3.80E-02"},{"v":-2.9459145E-5,"d":"-2.95E-05"},{"v":1.3523961E-4,"d":"1.35E-04"},{"v":-4.9662702e-06,"d":"-4.97E-06"},{"v":0,"d":"0.00E+00"},{"v":0,"d":"0.00E+00"},{"v":0,"d":"0.00E+00"},{"v":0,"d":"0.00E+00"},10,0,0,0,0,0.01,0.12,0.33,0.53,0.68,0.79,0.855,0.898,0.923,0.948,0.96,0.968,0.975,0.98,0.987,0.987,0.987,0.988,0.991,0.998,0.998,0.998,0.998,0.998,0.998,0.997,0.997,0.994,0.982,0.947,0.811]
["HZLAF68B","L",3.43418261,-0.0106199538,0.0400046303,-0.000637942235,0.000216353029,-8.49876445e-06,{"v":0,"d":"0.00E+00"},{"v":0,"d":"0.00E+00"},{"v":0,"d":"0.00E+00"},{"v":0,"d":"0.00E+00"},10,0,0,0,0,0,0,0.03,0.2,0.45,0.647,0.772,0.849,0.894,0.939,0.957,0.971,0.979,0.985,0.994,0.994,0.993,0.993,0.993,0.998,0.998,0.998,0.998,0.998,0.998,0.998,0.997,0.993,0.979,0.952,0.833]
["HZLAF68C","L",3.4376406,-0.0115726315,0.0371406216,0.000330923804,7.3366651e-05,-1.36270312E-6,{"v":0,"d":"0.00E+00"},{"v":0,"d":"0.00E+00"},{"v":0,"d":"0.00E+00"},{"v":0,"d":"0.00E+00"},10,0,0,0,0,0,0.116,0.273,0.448,0.603,0.725,0.811,0.866,0.902,0.937,0.953,0.969,0.979,0.986,0.995,0.995,0.995,0.996,0.996,0.997,0.998,0.998,0.998,0.998,0.998,0.998,0.998,0.995,0.984,0.96,0.867]
["HZLAF68N","L",3.43465461,-0.0126976179,0.0380366168,{"v":0.000397530666,"d":"3.98E-04"},{"v":8.03440262e-05,"d":"8.03E-05"},-6.06964244e-07,{"v":0,"d":"0.00E+00"},{"v":0,"d":"0.00E+00"},{"v":0,"d":"0.00E+00"},{"v":0,"d":"0.00E+00"},10,0,0,0,0,0,0,0.042,0.263,0.531,0.711,0.819,0.88,0.916,0.953,0.968,0.979,0.985,0.991,0.994,0.994,0.995,0.995,0.996,0.998,0.998,0.998,0.998,0.998,0.998,0.998,0.998,0.995,0.979,0.951,0.821]
["HZLAF69","L",3.2148109,-0.012992517,0.029243707,{"v":0.00018800218,"d":"1.88E-04"},{"v":5.7106547e-05,"d":"5.71E-05"},-1.9571482e-06,{"v":0,"d":"0.00E+00"},{"v":0,"d":"0.00E+00"},{"v":0,"d":"0.00E+00"},{"v":0,"d":"0.00E+00"},10,0,0,0.056,0.093,0.242,0.392,0.545,0.685,0.81,0.866,0.912,0.941,0.957,0.971,0.978,0.983,0.987,0.99,0.992,0.993,0.994,0.995,0.996,0.998,0.998,0.998,0.998,0.998,0.998,0.997,0.996,0.99,0.971,0.93,0.757]
["HZLAF69A","L",3.21670244,-0.0140073162,0.0280087784,5.58763894E-4,5.06302253e-06,8.24597149e-07,{"v":0,"d":"0.00E+00"},{"v":0,"d":"0.00E+00"},{"v":0,"d":"0.00E+00"},{"v":0,"d":"0.00E+00"},10,0,0,0,0,0.027,0.086,0.301,0.531,0.704,0.817,0.884,0.924,0.948,0.969,0.977,0.983,0.987,0.992,0.993,0.994,0.995,0.996,0.996,0.997,0.997,0.997,0.997,0.997,0.997,0.997,0.996,0.99,0.971,0.931,0.753]
["HZLAF71","L",3.30457034,-0.0157032075,0.0374207147,0.00217455908,-0.000149305709,1.85063226e-05,{"v":0,"d":"0.00E+00"},{"v":0,"d":"0.00E+00"},{"v":0,"d":"0.00E+00"},{"v":0,"d":"0.00E+00"},10,0,0,0,0,0,0,0,0,0.11,0.393,0.611,0.737,0.812,0.893,0.927,0.949,0.962,0.972,0.986,0.989,0.989,0.991,0.992,0.998,0.998,0.998,0.998,0.998,0.998,0.996,0.995,0.987,0.967,0.91,0.746]
["HZLAF71AGT","L",3.29869742,-0.0112819539,0.0406270629,1.22552536E-3,2.56924459e-06,9.15933607e-06,{"v":0,"d":"0.00E+00"},{"v":0,"d":"0.00E+00"},{"v":0,"d":"0.00E+00"},{"v":0,"d":"0.00E+00"},10,0,0,0,0,0,0,0,0,0.077,0.379,0.641,0.782,0.856,0.92,0.947,0.962,0.971,0.978,0.989,0.991,0.993,0.994,0.996,0.998,0.998,0.998,0.998,0.998,0.998,0.998,0.996,0.99,0.981,0.961,0.906]
["HZLAF75A","L",3.48751324,-0.0149732265,0.0432288095,0.00210592206,-0.000100284898,1.62326633e-05,{"v":0,"d":"0.00E+00"},{"v":0,"d":"0.00E+00"},{"v":0,"d":"0.00E+00"},{"v":0,"d":"0.00E+00"},10,0,0,0,0,0,0,0,0,0.091,0.39,0.625,0.753,0.827,0.901,0.934,0.955,0.969,0.977,0.991,0.993,0.993,0.993,0.995,0.998,0.998,0.998,0.998,0.998,0.998,0.998,0.998,0.994,0.978,0.946,0.821]
["HZLAF75B","L",3.48346668,-0.0133305235,0.046504237,0.00100655469,5.58112511e-05,7.97155171e-06,{"v":0,"d":"0.00E+00"},{"v":0,"d":"0.00E+00"},{"v":0,"d":"0.00E+00"},{"v":0,"d":"0.00E+00"},10,0,0,0,0,0,0,0,0,0.103,0.418,0.663,0.793,0.864,0.926,0.952,0.967,0.977,0.983,0.993,0.993,0.994,0.994,0.996,0.997,0.998,0.998,0.998,0.998,0.998,0.997,0.996,0.99,0.973,0.93,0.79]
["HZLAF76","L",3.29759774,-0.0171679311,0.0386912114,0.00268188761,-2.0390322E-4,2.43325022E-5,{"v":0,"d":"0.00E+00"},{"v":0,"d":"0.00E+00"},{"v":0,"d":"0.00E+00"},{"v":0,"d":"0.00E+00"},10,0,0,0,0,0,0,0,0,0.02,0.24,0.53,0.7,0.79,0.88,0.923,0.946,0.96,0.971,0.986,0.992,0.994,0.996,0.997,0.998,0.998,0.998,0.998,0.998,0.998,0.998,0.998,0.992,0.971,0.914,0.74]
["HZLAF76A","L",3.29000378,-0.0112372515,0.0427426042,1.50074125E-3,-1.85223186e-05,1.27473646E-5,{"v":0,"d":"0.00E+00"},{"v":0,"d":"0.00E+00"},{"v":0,"d":"0.00E+00"},{"v":0,"d":"0.00E+00"},10,0,0,0,0,0,0,0,0,0.028,0.253,0.524,0.69,0.78,0.864,0.901,0.924,0.94,0.953,0.976,0.985,0.991,0.993,0.994,0.996,0.996,0.996,0.995,0.996,0.996,0.996,0.995,0.989,0.983,0.964,0.921]
["HZLAF78","L",3.4981612,-0.015684454,0.036105687,0.0022998028,{"v":-0.00022046844,"d":"-2.20E-04"},{"v":1.9358934e-05,"d":"1.94E-05"},{"v":0,"d":"0.00E+00"},{"v":0,"d":"0.00E+00"},{"v":0,"d":"0.00E+00"},{"v":0,"d":"0.00E+00"},10,0,0,0,0,0,0,0,0.05,0.31,0.6,0.76,0.85,0.896,0.937999999999999,0.955,0.965,0.973,0.98,0.99,0.992,0.993,0.994,0.995,0.998,0.998,0.998,0.998,0.998,0.998,0.998,0.998,0.993,0.974,0.94,0.81]
["HZLAF78A","L",3.4865664,-0.0101631165,0.0447757919,-0.000649013785,{"v":0.000239191176,"d":"2.39E-04"},{"v":-6.94076415e-06,"d":"-6.94E-06"},{"v":0,"d":"0.00E+00"},{"v":0,"d":"0.00E+00"},{"v":0,"d":"0.00E+00"},{"v":0,"d":"0.00E+00"},10,0,0,0,0,0,0,0,0.084,0.328,0.556,0.706,0.799,0.855,0.914,0.939,0.956,0.969,0.979,0.989,0.989,0.993,0.994,0.995,0.998,0.998,0.998,0.998,0.998,0.998,0.998,0.998,0.995,0.982,0.955,0.841]
["HZLAF78B","L",3.49322693,-0.0132987683,0.0400277433,0.000823139853,3.93075178e-05,2.86901814e-06,{"v":0,"d":"0.00E+00"},{"v":0,"d":"0.00E+00"},{"v":0,"d":"0.00E+00"},{"v":0,"d":"0.00E+00"},10,0,0,0,0,0,0,0,0.107,0.366,0.583,0.721,0.806,0.862,0.918,0.945,0.962,0.975,0.984,0.994,0.994,0.996,0.996,0.998,0.998,0.998,0.998,0.998,0.998,0.998,0.998,0.998,0.994,0.98,0.951,0.837]
["HZLAF85L","L",3.3270753,-0.013208783,0.03502174,2.5409464E-4,{"v":8.6973718E-5,"d":"8.70E-05"},{"v":-1.8411104e-06,"d":"-1.84E-06"},{"v":0,"d":"0.00E+00"},{"v":0,"d":"0.00E+00"},{"v":0,"d":"0.00E+00"},{"v":0,"d":"0.00E+00"},10,0,0,0,0,0,0.114,0.368,0.584,0.727,0.819,0.879,0.915,0.937,0.961,0.973,0.982,0.987,0.991,0.995,0.995,0.996,0.997,0.998,0.998,0.998,0.998,0.998,0.998,0.998,0.998,0.998,0.993,0.976,0.939,0.775]
["HZLAF89L","L",3.66932806,-0.0136919991,0.0484216361,0.00132160482,2.4217258e-05,8.50124351e-06,{"v":0,"d":"0.00E+00"},{"v":0,"d":"0.00E+00"},{"v":0,"d":"0.00E+00"},{"v":0,"d":"0.00E+00"},10,0,0,0,0,0,0,0,0,0.101,0.33,0.526,0.661,0.754,0.86,0.914,0.944,0.963,0.977,0.993,0.996,0.996,0.996,0.996,0.998,0.998,0.998,0.998,0.998,0.998,0.998,0.998,0.996,0.983,0.96,0.866]
["HZLAF90","L",3.81589583,-0.0188810016,0.0545200672,5.08907678E-3,-0.000444175735,5.0454684e-05,{"v":0,"d":"0.00E+00"},{"v":0,"d":"0.00E+00"},{"v":0,"d":"0.00E+00"},{"v":0,"d":"0.00E+00"},10,0,0,0,0,0,0,0,0,0,0.022,0.167,0.363,0.52,0.72,0.825,0.882,0.915,0.94,0.975,0.985,0.988,0.99,0.995,0.997,0.997,0.997,0.997,0.998,0.998,0.998,0.997,0.993,0.983,0.962,0.886]
["HZLAF92","L",3.83592109,-0.0155216804,0.0558392182,0.0025842306,-9.64328404e-05,2.26279197e-05,{"v":0,"d":"0.00E+00"},{"v":0,"d":"0.00E+00"},{"v":0,"d":"0.00E+00"},{"v":0,"d":"0.00E+00"},10,0,0,0,0,0,0,0,0,0.009,0.066,0.232,0.396,0.521,0.689,0.784,0.843,0.882,0.913,0.959,0.976,0.98,0.984,0.987,0.995,0.995,0.995,0.996,0.996,0.997,0.997,0.996,0.993,0.983,0.963,0.882]
["HZPK1","L",2.5807942,-0.011237311,0.0128401955,{"v":0.00056678948,"d":"5.67E-04"},{"v":-4.5254526e-05,"d":"-4.53E-05"},{"v":2.1855982e-06,"d":"2.19E-06"},{"v":0,"d":"0.00E+00"},{"v":0,"d":"0.00E+00"},{"v":0,"d":"0.00E+00"},{"v":0,"d":"0.00E+00"},10,0.04,0.09,0.17,0.28,0.42,0.57,0.71,0.82,0.89,0.936,0.961,0.973,0.981,0.987,0.989,0.991,0.992,0.994,0.995,0.996,0.997,0.998,0.998,0.998,0.998,0.998,0.998,0.998,0.998,0.998,0.998,0.993,0.978,0.925,0.8]
["HZPK1A","L",2.57612635,-0.00780401598,0.0152465014,-2.0774016e-05,2.28544414e-05,-8.23333227e-07,{"v":0,"d":"0.00E+00"},{"v":0,"d":"0.00E+00"},{"v":0,"d":"0.00E+00"},{"v":0,"d":"0.00E+00"},10,0,0,0.042,0.101,0.22,0.396,0.586,0.745,0.854,0.921,0.957,0.975,0.983,0.99,0.99,0.993,0.994,0.995,0.998,0.998,0.998,0.998,0.998,0.998,0.998,0.998,0.998,0.998,0.998,0.998,0.994,0.982,0.966,0.932,0.901]
["HZPK2","L",2.5326015,-0.010006753,{"v":0.013799645,"d":"1.38E-02"},{"v":-6.612e-06,"d":"-6.61E-06"},{"v":2.6476674e-05,"d":"2.65E-05"},{"v":-1.2402204e-06,"d":"-1.24E-06"},{"v":0,"d":"0.00E+00"},{"v":0,"d":"0.00E+00"},{"v":0,"d":"0.00E+00"},{"v":0,"d":"0.00E+00"},10,0,0.06,0.13,0.25,0.4,0.57,0.71,0.82,0.89,0.939,0.963,0.976,0.983,0.987,0.988,0.99,0.991,0.992,0.993,0.993,0.993,0.994,0.996,0.996,0.998,0.998,0.998,0.998,0.998,0.997,0.994,0.985,0.971,0.91,0.81]
["HZPK2A","L",2.53073192,-0.0083442991,0.0146551845,-0.000216647389,5.35525389e-05,-2.46158263e-06,{"v":0,"d":"0.00E+00"},{"v":0,"d":"0.00E+00"},{"v":0,"d":"0.00E+00"},{"v":0,"d":"0.00E+00"},10,0,0,0,0.027,0.13,0.337,0.564,0.743,0.857,0.923,0.957,0.975,0.984,0.99,0.99,0.993,0.994,0.995,0.997,0.997,0.997,0.997,0.998,0.998,0.998,0.998,0.998,0.998,0.998,0.997,0.99,0.97,0.943,0.889,0.85]
["HZPK3","L",2.50355665,-0.00956011816,0.0134870279,-1.07119645E-4,3.74651897E-5,-1.78002982e-06,{"v":0,"d":"0.00E+00"},{"v":0,"d":"0.00E+00"},{"v":0,"d":"0.00E+00"},{"v":0,"d":"0.00E+00"},10,0,0,0,0.099,0.277,0.501,0.697,0.836,0.915,0.957,0.979,0.986,0.992,0.994,0.993,0.996,0.996,0.997,0.997,0.997,0.996,0.996,0.996,0.998,0.998,0.998,0.998,0.998,0.998,0.995,0.988,0.966,0.937999999999999,0.872,0.823]
["HZPK5","L",2.50094134,-0.00643181261,0.0128057147,1.18159755E-4,9.93809342e-06,-5.19594876e-07,{"v":0,"d":"0.00E+00"},{"v":0,"d":"0.00E+00"},{"v":0,"d":"0.00E+00"},{"v":0,"d":"0.00E+00"},10,0.043,0.081,0.15,0.254,0.43,0.609,0.761,0.868,0.93,0.966,0.982,0.989,0.991,0.993,0.993,0.994,0.995,0.996,0.997,0.997,0.997,0.997,0.997,0.998,0.998,0.998,0.998,0.998,0.998,0.998,0.998,0.997,0.995,0.991,0.983]
["HZPK7","L",2.42841338,-0.00541267847,0.0121615985,-4.11146408e-05,2.64464009e-05,-1.25193808e-06,{"v":0,"d":"0.00E+00"},{"v":0,"d":"0.00E+00"},{"v":0,"d":"0.00E+00"},{"v":0,"d":"0.00E+00"},10,0.137,0.214,0.369,0.522,0.711,0.834,0.913,0.954,0.977,0.987,0.994,0.996,0.996,0.996,0.996,0.996,0.996,0.996,0.996,0.996,0.996,0.996,0.996,0.996,0.996,0.996,0.997,0.998,0.998,0.998,0.998,0.998,0.998,0.997,0.995]
["K4A","L",2.24187488,-0.00891932146,0.0126251741,-0.000298598739,5.95648836e-05,-2.58633231e-06,{"v":0,"d":"0.00E+00"},{"v":0,"d":"0.00E+00"},{"v":0,"d":"0.00E+00"},{"v":0,"d":"0.00E+00"},10,0,0,0,0,0.03,0.25,0.57,0.78,0.89,0.94,0.961,0.977,0.984,0.987,0.989,0.991,0.992,0.993,0.995,0.995,0.996,0.996,0.996,0.997,0.997,0.997,0.997,0.997,0.998,0.978,0.995,0.994,0.97,0.872,0.76]
["QF1","L",2.3504951,-0.0086857021,0.016092857,0.00018705912,4.2149581e-05,-1.3216062E-6,{"v":0,"d":"0.00E+00"},{"v":0,"d":"0.00E+00"},{"v":0,"d":"0.00E+00"},{"v":0,"d":"0.00E+00"},10,0,0,0,0.12,0.56,0.828,0.925,0.962,0.976,0.982,0.983,0.988,0.99,0.99,0.99,0.991,0.992,0.993,0.994,0.994,0.994,0.994,0.994,0.995,0.994,0.995,0.997,0.998,0.998,0.997,0.993,0.962,0.912,0.827,0.77]
["QF3","L",2.4245509,-0.0079714057,0.019149892,0.00035505098,1.3941882E-5,1.705772e-06,{"v":0,"d":"0.00E+00"},{"v":0,"d":"0.00E+00"},{"v":0,"d":"0.00E+00"},{"v":0,"d":"0.00E+00"},10,0,0,0,0,0.21,0.65,0.87,0.952,0.979,0.989,0.992,0.996,0.997,0.999,0.999,0.999,0.999,0.999,0.999,0.999,0.999,0.999,0.999,0.999,0.999,0.999,0.999,0.998,0.998,0.998,0.992,0.97,0.941,0.885,0.75]
["QF5","L",2.4440594,-0.0067974631,0.021425387,-3.8544649E-4,1.2195244E-4,-4.2162236e-06,{"v":0,"d":"0.00E+00"},{"v":0,"d":"0.00E+00"},{"v":0,"d":"0.00E+00"},{"v":0,"d":"0.00E+00"},10,0,0,0,0,0.14,0.57,0.834,0.929,0.962,0.977,0.981,0.987,0.99,0.991,0.992,0.993,0.994,0.995,0.996,0.996,0.996,0.997,0.998,0.998,0.998,0.998,0.998,0.998,0.998,0.997,0.997,0.968,0.927,0.846,0.8]
["QF50","L",2.4427964,-0.00775720479,0.0201147743,1.57059447E-4,5.32738337e-05,-6.98910829e-07,{"v":0,"d":"0.00E+00"},{"v":0,"d":"0.00E+00"},{"v":0,"d":"0.00E+00"},{"v":0,"d":"0.00E+00"},10,0,0,0,0.02,0.32,0.72,0.892,0.95,0.972,0.981,0.984,0.988,0.991,0.991,0.992,0.993,0.993,0.994,0.995,0.995,0.995,0.996,0.996,0.997,0.998,0.998,0.998,0.998,0.998,0.998,0.995,0.963,0.912,0.83,0.77]
["QF6","L",2.3044884,-0.0083782321,0.014424342,3.3374311E-4,-4.4657456e-06,1.3349929E-6,{"v":0,"d":"0.00E+00"},{"v":0,"d":"0.00E+00"},{"v":0,"d":"0.00E+00"},{"v":0,"d":"0.00E+00"},10,0,0,0,0.23,0.65,0.86,0.937999999999999,0.968,0.979,0.985,0.985,0.988,0.99,0.99,0.99,0.991,0.992,0.993,0.994,0.995,0.995,0.996,0.997,0.995,0.996,0.997,0.996,0.998,0.996,0.995,0.993,0.958,0.902,0.81,0.75]
["QF8","L",2.3287431,-0.00786798,0.015763854,0.00019794235,1.8002892e-05,3.6533474e-07,{"v":0,"d":"0.00E+00"},{"v":0,"d":"0.00E+00"},{"v":0,"d":"0.00E+00"},{"v":0,"d":"0.00E+00"},10,0,0,0,0.16,0.58,0.832,0.93,0.968,0.983,0.988,0.989,0.993,0.995,0.995,0.995,0.995,0.996,0.997,0.997,0.997,0.997,0.998,0.998,0.998,0.998,0.998,0.998,0.998,0.998,0.998,0.998,0.966,0.912,0.827,0.76]
["TF3","L",2.54141593,-0.0106607788,0.021716721,-4.01848477E-4,1.22475727E-4,-4.7776413e-06,{"v":0,"d":"0.00E+00"},{"v":0,"d":"0.00E+00"},{"v":0,"d":"0.00E+00"},{"v":0,"d":"0.00E+00"},10,0,0,0,0,0.02,0.1,0.26,0.45,0.63,0.77,0.863,0.918,0.951,0.98,0.989,0.993,0.995,0.996,0.997,0.997,0.997,0.998,0.998,0.998,0.998,0.998,0.998,0.998,0.998,0.952,0.973,0.951,0.878,0.6,0.38]
["ZBAF1","L",2.5835857,-0.0089093372,0.016695868,{"v":0.00037304559,"d":"3.73E-04"},{"v":-8.6297573e-06,"d":"-8.63E-06"},{"v":1.0908659E-6,"d":"1.09E-06"},{"v":0,"d":"0.00E+00"},{"v":0,"d":"0.00E+00"},{"v":0,"d":"0.00E+00"},{"v":0,"d":"0.00E+00"},10,0,0,0,0,0.01,0.14,0.39,0.62,0.78,0.874,0.924,0.951,0.97,0.985,0.989,0.992,0.994,0.996,0.998,0.998,0.998,0.998,0.998,0.998,0.998,0.998,0.998,0.998,0.998,0.998,0.997,0.987,0.973,0.923,0.866]
["ZBAF17","L",2.7114815,-0.0083031047,0.023733195,0.00028197729,3.9409899e-05,7.1756265e-07,{"v":0,"d":"0.00E+00"},{"v":0,"d":"0.00E+00"},{"v":0,"d":"0.00E+00"},{"v":0,"d":"0.00E+00"},10,0,0,0,0,0,0,0,0.04,0.26,0.57,0.76,0.866,0.922,0.965,0.978,0.983,0.987,0.989,0.992,0.99,0.99,0.99,0.992,0.988,0.993,0.997,0.998,0.998,0.998,0.99,0.993,0.981,0.967,0.911,0.85]
["ZBAF2","L",2.6324147,-0.0087251762,0.019124302,0.00044859331,-1.7473295e-05,2.8601145E-6,{"v":0,"d":"0.00E+00"},{"v":0,"d":"0.00E+00"},{"v":0,"d":"0.00E+00"},{"v":0,"d":"0.00E+00"},10,0,0,0,0,0,0.06,0.33,0.61,0.78,0.877,0.925,0.951,0.967,0.98,0.984,0.986,0.988,0.99,0.992,0.991,0.991,0.992,0.993,0.995,0.996,0.996,0.997,0.998,0.998,0.998,0.995,0.985,0.971,0.919,0.854]
["ZBAF20A","L",2.8252971,-0.013344273,0.023381575,{"v":0.0010316908,"d":"1.03E-03"},{"v":-5.4227723e-05,"d":"-5.42E-05"},{"v":5.62343e-06,"d":"5.62E-06"},{"v":0,"d":"0.00E+00"},{"v":0,"d":"0.00E+00"},{"v":0,"d":"0.00E+00"},{"v":0,"d":"0.00E+00"},10,0,0,0,0,0,0,0,0.08,0.36,0.61,0.77,0.86,0.916,0.963,0.978,0.985,0.987,0.989,0.992,0.992,0.992,0.992,0.992,0.995,0.996,0.997,0.998,0.998,0.998,0.995,0.994,0.978,0.955,0.898,0.81]
["ZBAF21A","L",2.8820918,-0.0078018872,{"v":0.030667152,"d":"3.07E-02"},{"v":-6.93171609999999e-05,"d":"-6.93E-05"},{"v":1.0051073E-4,"d":"1.01E-04"},{"v":5.1637851e-07,"d":"5.16E-07"},{"v":0,"d":"0.00E+00"},{"v":0,"d":"0.00E+00"},{"v":0,"d":"0.00E+00"},{"v":0,"d":"0.00E+00"},10,0,0,0,0,0,0,0.01,0.17,0.48,0.72,0.84,0.903,0.939,0.972,0.984,0.989,0.992,0.995,0.996,0.996,0.997,0.997,0.997,0.998,0.998,0.998,0.998,0.998,0.998,0.998,0.996,0.984,0.964,0.924,0.87]
["ZBAF4","L",2.6917292,-0.0090636252,0.024945622,{"v":1.1770042E-3,"d":"1.18E-03"},{"v":-5.9878827e-05,"d":"-5.99E-05"},{"v":7.3703965e-06,"d":"7.37E-06"},{"v":0,"d":"0.00E+00"},{"v":0,"d":"0.00E+00"},{"v":0,"d":"0.00E+00"},{"v":0,"d":"0.00E+00"},10,0,0,0,0,0,0,0.07,0.33,0.58,0.75,0.837,0.893,0.931,0.965,0.978,0.984,0.988,0.99,0.993,0.993,0.993,0.994,0.995,0.998,0.998,0.998,0.998,0.998,0.998,0.998,0.998,0.989,0.978,0.939,0.93]
["ZBAF51","L",2.7590164,-5.8180526E-3,0.026609946,-0.00075485994,0.00017640459,-6.7271173E-6,{"v":0,"d":"0.00E+00"},{"v":0,"d":"0.00E+00"},{"v":0,"d":"0.00E+00"},{"v":0,"d":"0.00E+00"},10,0,0,0,0,0,0,0.07,0.36,0.65,0.83,0.91,0.948,0.968,0.985,0.989,0.992,0.993,0.995,0.996,0.995,0.995,0.996,0.997,0.998,0.997,0.998,0.998,0.998,0.998,0.998,0.996,0.981,0.96,0.91,0.84]
["ZF1","L",2.6356161,-8.839642E-3,0.025644781,0.00096522374,-1.8304798e-05,5.5563517e-06,{"v":0,"d":"0.00E+00"},{"v":0,"d":"0.00E+00"},{"v":0,"d":"0.00E+00"},{"v":0,"d":"0.00E+00"},10,0,0,0,0,0,0.08,0.43,0.73,0.87,0.928,0.953,0.969,0.981,0.989,0.992,0.994,0.996,0.997,0.998,0.998,0.998,0.998,0.998,0.998,0.998,0.998,0.998,0.998,0.998,0.998,0.992,0.976,0.941,0.922,0.9]
["ZF10","L",2.75929053,-0.00920455833,0.0293164338,1.48740799E-3,-7.05223488e-05,9.9538848e-06,{"v":0,"d":"0.00E+00"},{"v":0,"d":"0.00E+00"},{"v":0,"d":"0.00E+00"},{"v":0,"d":"0.00E+00"},10,0,0,0,0,0,0,0.06,0.37,0.65,0.81,0.883,0.923,0.948,0.97,0.978,0.983,0.987,0.989,0.993,0.993,0.993,0.994,0.995,0.996,0.997,0.997,0.997,0.998,0.998,0.997,0.994,0.98,0.966,0.928,0.911]
["ZF11","L",2.7906689,-0.010644977,0.029071854,0.0021286607,-0.00015815625,1.7145247e-05,{"v":0,"d":"0.00E+00"},{"v":0,"d":"0.00E+00"},{"v":0,"d":"0.00E+00"},{"v":0,"d":"0.00E+00"},10,0,0,0,0,0,0,0,0,0,0.07,0.38,0.68,0.843,0.946,0.967,0.975,0.98,0.985,0.99,0.99,0.991,0.993,0.994,0.995,0.997,0.997,0.998,0.998,0.998,0.998,0.998,0.982,0.969,0.935,0.921]
["ZF12","L",2.99506991,-0.0165672521,0.0256701429,0.00670445128,-0.000837476647,6.26402774e-05,{"v":0,"d":"0.00E+00"},{"v":0,"d":"0.00E+00"},{"v":0,"d":"0.00E+00"},{"v":0,"d":"0.00E+00"},10,0,0,0,0,0,0,0,0,0,0,0.14,0.46,0.71,0.904,0.955,0.974,0.983,0.989,0.995,0.996,0.996,0.997,0.997,0.998,0.998,0.998,0.998,0.998,0.998,0.998,0.996,0.985,0.974,0.949,0.936]
["ZF13","L",3.06161235,-0.0145895142,0.0328146593,0.00523989954,-0.000560505494,4.64234125e-05,{"v":0,"d":"0.00E+00"},{"v":0,"d":"0.00E+00"},{"v":0,"d":"0.00E+00"},{"v":0,"d":"0.00E+00"},10,0,0,0,0,0,0,0,0,0,0.025,0.256,0.567,0.754,0.904,0.947,0.968,0.979,0.988,0.997,0.996,0.996,0.998,0.998,0.998,0.998,0.998,0.998,0.998,0.998,0.996,0.995,0.984,0.974,0.949,0.926]
["ZF2","L",2.70820441,-0.00794171159,0.0292224783,0.000884931615,6.6862056e-07,5.65902766e-06,{"v":0,"d":"0.00E+00"},{"v":0,"d":"0.00E+00"},{"v":0,"d":"0.00E+00"},{"v":0,"d":"0.00E+00"},10,0,0,0,0,0,0,0.14,0.53,0.79,0.899,0.958,0.967,0.977,0.989,0.994,0.994,0.996,0.996,0.997,0.999,0.999,0.999,0.999,0.998,0.998,0.998,0.998,0.998,0.998,0.998,0.992,0.98,0.958,0.941,0.928]
["ZF3","L",2.84758519,-0.0105088281,0.0309450925,2.13696398E-3,-1.3104012E-4,1.42428874E-5,{"v":0,"d":"0.00E+00"},{"v":0,"d":"0.00E+00"},{"v":0,"d":"0.00E+00"},{"v":0,"d":"0.00E+00"},10,0,0,0,0,0,0,0.01,0.18,0.52,0.74,0.84,0.9,0.939,0.97,0.984,0.988,0.993,0.997,0.997,0.997,0.997,0.999,0.998,0.998,0.997,0.997,0.997,0.997,0.998,0.998,0.98,0.97,0.956,0.912,0.865]
["ZF4","L",2.89234898,-0.0179339416,0.0230094722,0.00563906172,-0.000698154951,5.25289979e-05,{"v":0,"d":"0.00E+00"},{"v":0,"d":"0.00E+00"},{"v":0,"d":"0.00E+00"},{"v":0,"d":"0.00E+00"},10,0,0,0,0,0,0,0,0.16,0.48,0.7,0.8,0.864,0.904,0.949,0.968,0.979,0.986,0.991,0.995,0.996,0.997,0.997,0.998,0.998,0.998,0.998,0.998,0.998,0.998,0.998,0.998,0.978,0.958,0.918,0.881]
["ZF5","L",2.9160432,-0.010435647,0.033907872,0.0022728802,-1.3563213E-4,1.6527592e-05,{"v":0,"d":"0.00E+00"},{"v":0,"d":"0.00E+00"},{"v":0,"d":"0.00E+00"},{"v":0,"d":"0.00E+00"},10,0,0,0,0,0,0,0,0.02,0.23,0.54,0.74,0.85,0.914,0.969,0.988,0.994,0.997,0.997,0.998,0.998,0.998,0.998,0.998,0.998,0.998,0.998,0.998,0.998,0.998,0.998,0.984,0.972,0.96,0.931,0.903]
["ZF50","L",2.9228084,-0.013029549,0.029540007,0.0041308365,-4.4721542E-4,3.7137603e-05,{"v":0,"d":"0.00E+00"},{"v":0,"d":"0.00E+00"},{"v":0,"d":"0.00E+00"},{"v":0,"d":"0.00E+00"},10,0,0,0,0,0,0,0,0,0,0.03,0.3,0.63,0.818,0.944,0.973,0.983,0.989,0.992,0.996,0.996,0.997,0.997,0.998,0.998,0.998,0.998,0.998,0.998,0.998,0.998,0.995,0.981,0.965,0.925,0.898]
["ZF51","L",3.06187076,-0.0138733563,0.032985222,0.00507141578,-0.000538606629,4.36089245e-05,{"v":0,"d":"0.00E+00"},{"v":0,"d":"0.00E+00"},{"v":0,"d":"0.00E+00"},{"v":0,"d":"0.00E+00"},10,0,0,0,0,0,0,0,0,0.07,0.33,0.58,0.73,0.829,0.923,0.957,0.972,0.981,0.987,0.993,0.994,0.994,0.996,0.997,0.998,0.998,0.998,0.998,0.998,0.998,0.998,0.995,0.983,0.969,0.94,0.912]
["ZF52","L",3.242645,-0.00779545833,0.0533808621,1.51154152E-3,7.22194744e-05,1.6602659e-05,{"v":0,"d":"0.00E+00"},{"v":0,"d":"0.00E+00"},{"v":0,"d":"0.00E+00"},{"v":0,"d":"0.00E+00"},10,0,0,0,0,0,0,0,0,0.01,0.16,0.46,0.69,0.82,0.93,0.969,0.983,0.99,0.993,0.997,0.997,0.997,0.997,0.996,0.998,0.998,0.998,0.998,0.998,0.998,0.998,0.998,0.99,0.977,0.954,0.924]
["ZF6","L",2.96285995,-0.0104077823,0.0356441238,0.00245699205,-0.000149615893,1.77827751e-05,{"v":0,"d":"0.00E+00"},{"v":0,"d":"0.00E+00"},{"v":0,"d":"0.00E+00"},{"v":0,"d":"0.00E+00"},10,0,0,0,0,0,0,0,0.03,0.29,0.61,0.78,0.87,0.92,0.966,0.984,0.993,0.994,0.996,0.998,0.998,0.998,0.998,0.998,0.998,0.998,0.998,0.998,0.998,0.998,0.998,0.984,0.97,0.956,0.912,0.865]
["ZF7","L",3.1221966,-0.010649791,0.042191871,0.002893766,-1.6523594E-4,2.329181E-5,{"v":0,"d":"0.00E+00"},{"v":0,"d":"0.00E+00"},{"v":0,"d":"0.00E+00"},{"v":0,"d":"0.00E+00"},10,0,0,0,0,0,0,0,0,0.09,0.37,0.61,0.75,0.839,0.927,0.961,0.976,0.984,0.99,0.994,0.995,0.995,0.996,0.997,0.998,0.998,0.998,0.998,0.998,0.998,0.998,0.998,0.988,0.975,0.948,0.918]
["ZF7L","L",3.11724527,-0.00977958678,0.0431752564,0.00252279577,-1.1739974E-4,2.07881157e-05,{"v":0,"d":"0.00E+00"},{"v":0,"d":"0.00E+00"},{"v":0,"d":"0.00E+00"},{"v":0,"d":"0.00E+00"},10,0,0,0,0,0,0,0,0,0.08,0.32,0.56,0.71,0.81,0.914,0.955,0.973,0.982,0.989,0.994,0.995,0.995,0.995,0.996,0.998,0.998,0.998,0.998,0.998,0.998,0.998,0.992,0.98,0.96,0.931,0.903]
["ZF7LGT","L",3.11724527,-0.00977958678,0.0431752564,0.00252279577,-1.1739974E-4,2.07881157e-05,{"v":0,"d":"0.00E+00"},{"v":0,"d":"0.00E+00"},{"v":0,"d":"0.00E+00"},{"v":0,"d":"0.00E+00"},10,0,0,0,0,0,0,0,0,0.11,0.46,0.72,0.848,0.911,0.962,0.979,0.986,0.99,0.991,0.994,0.995,0.995,0.996,0.998,0.998,0.998,0.998,0.998,0.998,0.998,0.998,0.998,0.987,0.975,0.951,0.923]
["ZF7LHT","L",3.1172453,-0.0097795868,0.043175256,0.0025227958,{"v":-1.1739974E-4,"d":"-1.17E-04"},{"v":2.0788116e-05,"d":"2.08E-05"},{"v":0,"d":"0.00E+00"},{"v":0,"d":"0.00E+00"},{"v":0,"d":"0.00E+00"},{"v":0,"d":"0.00E+00"},10,0,0,0,0,0,0,0,0,0.11,0.46,0.72,0.848,0.911,0.962,0.979,0.986,0.99,0.991,0.994,0.995,0.995,0.996,0.998,0.998,0.998,0.998,0.998,0.998,0.998,0.998,0.998,0.987,0.975,0.951,0.923]
["ZF8","L",2.6567173,-0.0091117044,0.025815197,1.1203564E-3,-4.1066817e-05,6.9242011e-06,{"v":0,"d":"0.00E+00"},{"v":0,"d":"0.00E+00"},{"v":0,"d":"0.00E+00"},{"v":0,"d":"0.00E+00"},10,0,0,0,0,0,0.01,0.18,0.51,0.72,0.843,0.897,0.934,0.958,0.976,0.983,0.987,0.99,0.992,0.995,0.995,0.995,0.996,0.997,0.998,0.998,0.998,0.998,0.998,0.998,0.998,0.997,0.98,0.964,0.916,0.898]

{"sheet":"Chance","index":2,"n_rows":74,"n_cols":25,"rows_kept":74}
["Name","Eqn","A1","A2","A3","A4","A5","A6","A7","A8","A9","A10","t (mm)",360,380,400,420,440,460,500,550,600,700,850,1000]
[508612,"L",2.2460006,-0.010057638,{"v":0.010667273,"d":"1.07E-02"},{"v":0.000286498,"d":"2.86E-04"},{"v":-1.7614966E-5,"d":"-1.76E-05"},{"v":1.089031e-06,"d":"1.09E-06"},0,0,0,0,25,0.747,0.872,0.954,0.968,0.974,0.982,0.99,0.994,0.991,0.992,0.991,0.99]
[510644,"L",2.25103,-0.0097395256,0.010257929,0.00025170132,{"v":-1.5771403e-05,"d":"-1.58E-05"},{"v":9.66689349999999e-07,"d":"9.67E-07"},0,0,0,0,25,0.915,0.941,0.98,0.982,0.982,0.987,0.989,0.992,0.991,0.99,0.988,0.981]
[517642,"L",2.2719861,-0.00997921379999999,0.010384437,{"v":0.00029801738,"d":"2.98E-04"},{"v":-2.2344013E-5,"d":"-2.23E-05"},{"v":1.3100332e-06,"d":"1.31E-06"},0,0,0,0,25,0.901,0.962,0.981,0.982,0.983,0.987,0.992,0.994,0.99,0.996,0.993,0.993]
[519604,"L",2.2755233,-0.0087399531,0.011317492,0.00027778083,{"v":-1.506808e-05,"d":"-1.51E-05"},{"v":1.0122437e-06,"d":"1.01E-06"},0,0,0,0,25,0.897,0.93,0.978,0.978,0.976,0.975,0.987,0.988,0.985,0.976,0.972,0.983]
[524592,"L",2.2891166,-0.0083981831,0.011925905,0.00023109517,{"v":-7.3252988e-06,"d":"-7.33E-06"},{"v":6.2700892e-07,"d":"6.27E-07"},0,0,0,0,25,0.918,0.939,0.977,0.982,0.98,0.981,0.99,0.991,0.985,0.98,0.97,0.962]
[530512,"L",2.3027942,-0.0087241187,0.01357597,0.00034833858,{"v":-8.65193639999999e-06,"d":"-8.65E-06"},{"v":1.1188574E-6,"d":"1.12E-06"},0,0,0,0,25,0.723,0.862,0.95,0.967,0.972,0.98,0.985,0.989,0.985,0.986,0.986,0.978]
[541472,"L",2.3300496,-0.00866267989999999,0.014963095,{"v":0.0004204382,"d":"4.20E-04"},{"v":-9.64018659999999e-06,"d":"-9.64E-06"},{"v":1.6268434e-06,"d":"1.63E-06"},0,0,0,0,25,0.953,0.975,0.99,0.99,0.988,0.989,0.99,0.991,0.991,0.993,0.989,0.993]
[548456,"L",2.349371,-0.008807986,0.015554543,0.00050707268,{"v":-1.885108e-05,"d":"-1.89E-05"},{"v":2.2842367e-06,"d":"2.28E-06"},0,0,0,0,25,0.841,0.917,0.971,0.976,0.977,0.982,0.988,0.993,0.989,0.987,0.982,0.978]
[548458,"L",2.3508323,-0.0087830007,0.015557929,0.00049214638,{"v":-1.68273e-05,"d":"-1.68E-05"},{"v":2.1845519e-06,"d":"2.18E-06"},0,0,0,0,25,0.841,0.917,0.971,0.976,0.977,0.982,0.988,0.993,0.989,0.987,0.982,0.978]
[564608,"L",2.4100918,-0.00962033319999999,0.012684351,0.00027273919,{"v":-1.0652907E-5,"d":"-1.07E-05"},{"v":7.1487596e-07,"d":"7.15E-07"},0,0,0,0,25,0.886,0.953,0.986,0.984,0.983,0.986,0.991,0.994,0.993,0.993,0.994,0.991]
[567428,"L",2.4045351,-0.0085796473,0.017519527,{"v":0.0004914697,"d":"4.91E-04"},{"v":-3.9475966e-06,"d":"-3.95E-06"},{"v":1.9390506e-06,"d":"1.94E-06"},0,0,0,0,25,0.932,0.964,0.988,0.989,0.989,0.99,0.991,0.992,0.992,0.992,0.995,0.992]
[569561,"L",2.4219945,-0.0091914615,0.013596037,{"v":0.00042455573,"d":"4.25E-04"},{"v":-2.8144568e-05,"d":"-2.81E-05"},{"v":1.928037E-6,"d":"1.93E-06"},0,0,0,0,25,0.875,0.945,0.981,0.987,0.989,0.99,0.995,0.996,0.996,0.995,0.992,0.991]
[569631,"L",2.4269846,-0.0105482,0.012257244,{"v":0.00027734758,"d":"2.77E-04"},{"v":-1.3328025E-5,"d":"-1.33E-05"},{"v":8.1733631e-07,"d":"8.17E-07"},0,0,0,0,25,0.769,0.911,0.971,0.98,0.983,0.987,0.992,0.995,0.992,0.991,0.988,0.987]
[572577,"L",2.4334285,-0.0095756967,0.013564838,{"v":0.00031087811,"d":"3.11E-04"},{"v":-1.1364203E-5,"d":"-1.14E-05"},{"v":9.0638097e-07,"d":"9.06E-07"},0,0,0,0,25,0.865,0.945,0.978,0.982,0.982,0.987,0.993,0.992,0.992,0.996,0.996,0.994]
[573426,"L",2.4215389,-0.0085387814,0.017836862,0.00051983368,{"v":-6.7194356E-6,"d":"-6.72E-06"},{"v":2.1179771e-06,"d":"2.12E-06"},0,0,0,0,25,0.861,0.934,0.985,0.981,0.979,0.983,0.988,0.991,0.99,0.995,0.992,0.99]
[573575,"L",2.4341904,-0.0096117409,0.013649238,0.00029847032,{"v":-8.80695e-06,"d":"-8.81E-06"},{"v":7.4698776e-07,"d":"7.47E-07"},0,0,0,0,25,0.861,0.934,0.985,0.981,0.979,0.983,0.988,0.991,0.99,0.995,0.992,0.99]
[579411,"L",2.4352073,-0.0072045006,0.018916068,0.00052444065,{"v":-4.0123406e-06,"d":"-4.01E-06"},{"v":2.2802919e-06,"d":"2.28E-06"},0,0,0,0,25,0.816,0.908,0.969,0.974,0.973,0.978,0.984,0.987,0.986,0.987,0.987,0.98]
[581409,"L",2.4446277,-0.0086229853,0.01870925,0.00064451439,{"v":-2.1589941E-5,"d":"-2.16E-05"},{"v":3.3466868e-06,"d":"3.35E-06"},0,0,0,0,25,0.865,0.935,0.977,0.981,0.981,0.985,0.989,0.992,0.991,0.991,0.992,0.988]
[582421,"L",2.4485072,-0.0089283052,0.01834044,0.00056225012,{"v":-1.0167293e-05,"d":"-1.02E-05"},{"v":2.4451842e-06,"d":"2.45E-06"},0,0,0,0,25,0.862,0.948,0.985,0.984,0.985,0.989,0.994,0.994,0.994,0.994,0.994,0.995]
[589613,"L",2.4880996,-0.010865674,0.013603321,1.6793365E-4,{"v":7.7088504e-06,"d":"7.71E-06"},{"v":-2.6369326e-07,"d":"-2.64E-07"},0,0,0,0,25,0.715,0.898,0.963,0.98,0.983,0.985,0.991,0.994,0.993,0.994,0.993,0.992]
[603606,"L",2.5309007,-0.010631549,0.0139772,2.9146076E-4,{"v":-1.0525142E-5,"d":"-1.05E-05"},{"v":7.2155392e-07,"d":"7.22E-07"},0,0,0,0,25,0.694,0.887,0.957,0.972,0.973,0.977,0.986,0.989,0.986,0.99,0.99,0.987]
[606439,"L",2.521804,-0.00823497349999999,0.01889258,0.00050766742,{"v":-3.164347e-06,"d":"-3.16E-06"},{"v":1.824369E-6,"d":"1.82E-06"},0,0,0,0,25,0.869,0.953,0.981,0.986,0.987,0.989,0.993,0.996,0.996,0.996,0.994,0.994]
[607595,"L",2.542619,-0.01032353,0.01469631,{"v":0.0001870405,"d":"1.87E-04"},{"v":8.669762e-06,"d":"8.67E-06"},{"v":-3.118869E-7,"d":"-3.12E-07"},0,0,0,0,25,0.726,0.904,0.961,0.981,0.984,0.99,0.993,0.997,0.993,0.99,0.979,0.977]
[610573,"L",2.5496761,-0.0094931114,0.015469667,0.00018175391,{"v":1.4027286E-5,"d":"1.40E-05"},{"v":-5.9025751e-07,"d":"-5.90E-07"},0,0,0,0,25,0.799,0.93,0.971,0.983,0.985,0.989,0.995,0.995,0.995,0.996,0.994,0.994]
[613586,"L",2.5588474,-0.0099793782,0.014891523,0.00029280423,{"v":-7.4681694e-06,"d":"-7.47E-06"},{"v":6.4717813E-7,"d":"6.47E-07"},0,0,0,0,25,0.629,0.865,0.953,0.972,0.978,0.982,0.987,0.991,0.99,0.986,0.979,0.984]
[614439,"L",2.5509444,-0.01314907,0.018445649,0.00067664266,{"v":-3.0588501e-05,"d":"-3.06E-05"},{"v":3.1847016e-06,"d":"3.18E-06"},0,0,0,0,25,0.406,0.726,0.891,0.954,0.976,0.986,0.992,0.993,0.989,0.98,0.98,0.983]
[620364,"L",2.5552054,-0.00862050919999999,0.022547765,{"v":0.0008714625,"d":"8.71E-04"},{"v":-2.7370738e-05,"d":"-2.74E-05"},{"v":4.9410668e-06,"d":"4.94E-06"},0,0,0,0,25,0.749,0.889,0.958,0.972,0.977,0.986,0.992,0.993,0.995,0.996,0.996,0.995]
[620603,"L",2.5848723,-0.010899926,0.014526338,{"v":0.00034362079,"d":"3.44E-04"},{"v":-1.7677314e-05,"d":"-1.77E-05"},{"v":1.1627973e-06,"d":"1.16E-06"},0,0,0,0,25,0.649,0.872,0.951,0.975,0.98,0.981,0.988,0.992,0.991,0.991,0.991,0.991]
[623569,"L",2.58877,-0.00964012759999999,0.015700749,{"v":3.1947329E-4,"d":"3.19E-04"},{"v":-7.1973656e-06,"d":"-7.20E-06"},{"v":6.2680219e-07,"d":"6.27E-07"},0,0,0,0,25,0.709,0.893,0.953,0.971,0.975,0.98,0.99,0.991,0.991,0.993,0.991,0.992]
[623581,"L",2.5906873,-0.010286714,0.015369775,{"v":0.00030538758,"d":"3.05E-04"},{"v":-7.2308623e-06,"d":"-7.23E-06"},{"v":5.9709172E-7,"d":"5.97E-07"},0,0,0,0,25,0.708,0.892,0.956,0.975,0.978,0.983,0.99,0.992,0.991,0.994,0.988,0.984]
[626357,"L",2.5714963,-0.0086949311,0.023681753,0.00072760362,{"v":1.64212E-6,"d":"1.64E-06"},{"v":3.4425419E-6,"d":"3.44E-06"},0,0,0,0,25,0.64,0.852,0.943,0.962,0.969,0.976,0.985,0.989,0.989,0.993,0.989,0.987]
[639554,"L",2.637782,-0.010479725,0.016454543,0.00038157079,{"v":-1.2426535e-05,"d":"-1.24E-05"},{"v":1.2355685E-6,"d":"1.24E-06"},0,0,0,0,25,0.301,0.7,0.888,0.958,0.97,0.982,0.991,0.995,0.995,0.991,0.987,0.988]
[641601,"L",2.6507124,-0.014668128,0.014642184,0.00045199019,{"v":-3.1334785e-05,"d":"-3.13E-05"},{"v":1.8716649E-6,"d":"1.87E-06"},0,0,0,0,25,0.727,0.889,0.951,0.972,0.979,0.984,0.991,0.993,0.993,0.993,0.989,0.991]
[643580,"L",2.6530028,-0.011159584,0.015705002,{"v":0.00043504694,"d":"4.35E-04"},{"v":-2.5187055e-05,"d":"-2.52E-05"},{"v":1.5932907E-6,"d":"1.59E-06"},0,0,0,0,25,0.815,0.928,0.967,0.98,0.984,0.987,0.992,0.995,0.995,0.993,0.991,0.991]
[648338,"L",2.6377366,-0.00907067439999999,0.02559817,{"v":0.00099992632,"d":"1.00E-03"},{"v":-2.7201251e-05,"d":"-2.72E-05"},{"v":6.3783093e-06,"d":"6.38E-06"},0,0,0,0,25,0,0.635,0.901,0.956,0.973,0.983,0.991,0.994,0.994,0.995,0.993,0.991]
[648339,"L",2.635262,-0.0087267314,0.02592609,{"v":0.00086656026,"d":"8.67E-04"},{"v":-3.0238726e-06,"d":"-3.02E-06"},{"v":4.666102e-06,"d":"4.67E-06"},0,0,0,0,25,0,0.635,0.901,0.956,0.973,0.983,0.991,0.994,0.994,0.995,0.993,0.991]
[652585,"L",2.6825226,-0.011692234,0.016094714,{"v":0.00034279898,"d":"3.43E-04"},{"v":-1.094304E-5,"d":"-1.09E-05"},{"v":7.9462707e-07,"d":"7.95E-07"},0,0,0,0,25,0.622,0.844,0.932,0.963,0.973,0.981,0.992,0.994,0.992,0.992,0.989,0.99]
[653335,"L",2.6524939,-0.0087693,0.026508939,0.00088323962,{"v":2.3363977e-07,"d":"2.34E-07"},{"v":4.489766e-06,"d":"4.49E-06"},0,0,0,0,25,0.482,0.771,0.908,0.944,0.955,0.968,0.982,0.988,0.99,0.992,0.995,0.993]
[658509,"L",2.6962477,-0.0099932159,0.018619947,0.00045448536,{"v":-1.0109234e-05,"d":"-1.01E-05"},{"v":1.5443059E-6,"d":"1.54E-06"},0,0,0,0,25,0.472,0.826,0.931,0.961,0.967,0.973,0.986,0.993,0.993,0.992,0.99,0.988]
[658573,"L",2.7027917,-0.011618407,0.016699414,0.00035821187,{"v":-1.0966837e-05,"d":"-1.10E-05"},{"v":8.6691345e-07,"d":"8.67E-07"},0,0,0,0,25,0.634,0.861,0.944,0.972,0.983,0.988,0.993,0.997,0.996,0.994,0.992,0.991]
[669574,"L",2.7370469,-0.012013306,0.01690667,4.0904209E-4,{"v":-1.7832505e-05,"d":"-1.78E-05"},{"v":1.1929747E-6,"d":"1.19E-06"},0,0,0,0,25,0.609,0.839,0.929,0.959,0.971,0.979,0.989,0.992,0.99,0.984,0.98,0.987]
[678552,"L",2.7635953,-0.011210217,0.018165864,0.00037427289,{"v":-7.77270579999999e-06,"d":"-7.77E-06"},{"v":7.2010954e-07,"d":"7.20E-07"},0,0,0,0,25,0.586,0.87,0.928,0.963,0.973,0.98,0.991,0.995,0.989,0.989,0.985,0.986]
[689495,"L",2.7927151,-0.010237529,0.02049658,{"v":0.00053836009,"d":"5.38E-04"},{"v":-1.9791582e-05,"d":"-1.98E-05"},{"v":1.7490525E-6,"d":"1.75E-06"},0,0,0,0,25,0.641,0.87,0.952,0.994,0.978,0.985,0.991,0.992,0.993,0.991,0.98,0.98]
[689497,"L",2.7929505,-0.010184511,0.020448706,0.00051794691,{"v":-1.6640085e-05,"d":"-1.66E-05"},{"v":1.56385e-06,"d":"1.56E-06"},0,0,0,0,25,0.641,0.87,0.952,0.994,0.978,0.985,0.991,0.992,0.993,0.991,0.98,0.98]
[691547,"L",2.806841,-0.013013577,0.018548015,{"v":0.00044522913,"d":"4.45E-04"},{"v":-1.7200434e-05,"d":"-1.72E-05"},{"v":1.2058455E-6,"d":"1.21E-06"},0,0,0,0,25,0.732,0.9,0.956,0.975,0.985,0.988,0.994,0.995,0.993,0.995,0.993,0.99]
[691548,"L",2.8058266,-0.011368441,0.018766538,{"v":0.000407078,"d":"4.07E-04"},{"v":-1.0817409E-5,"d":"-1.08E-05"},{"v":9.0312644e-07,"d":"9.03E-07"},0,0,0,0,25,0.565,0.823,0.923,0.956,0.969,0.977,0.992,0.991,0.99,0.988,0.987,0.984]
[694533,"L",2.8123625,-0.011099572,0.019305585,{"v":0.000442527,"d":"4.43E-04"},{"v":-1.2610535E-5,"d":"-1.26E-05"},{"v":1.1863597e-06,"d":"1.19E-06"},0,0,0,0,25,0.401,0.762,0.914,0.966,0.975,0.982,0.99,0.992,0.99,0.99,0.988,0.986]
[697554,"L",2.8278894,-0.014970276,0.018227809,0.00048437183,{"v":-2.3351665E-5,"d":"-2.34E-05"},{"v":1.50883E-6,"d":"1.51E-06"},0,0,0,0,25,0.73,0.889,0.956,0.973,0.988,0.989,0.995,0.995,0.995,0.991,0.989,0.988]
[697562,"L",2.8307297,-0.015109958,0.017753416,0.00057249968,{"v":-3.9712632e-05,"d":"-3.97E-05"},{"v":2.4255022e-06,"d":"2.43E-06"},0,0,0,0,25,0.629,0.844,0.937,0.972,0.983,0.989,0.994,0.995,0.994,0.993,0.988,0.982]
[697564,"L",2.828119,-0.014135535,0.018060205,0.00044269707,{"v":-1.8699415E-5,"d":"-1.87E-05"},{"v":1.2729891E-6,"d":"1.27E-06"},0,0,0,0,25,0.629,0.844,0.937,0.972,0.983,0.989,0.994,0.995,0.994,0.993,0.988,0.982]
[699301,"L",2.7878195,-0.0093752142,0.031296548,1.3369151E-3,{"v":-2.8848908e-05,"d":"-2.88E-05"},{"v":9.4243618e-06,"d":"9.42E-06"},0,0,0,0,25,0,0.129,0.707,0.901,0.946,0.963,0.982,0.99,0.991,0.992,0.996,0.996]
[700412,"L",2.8173957,-0.011109494,0.024347648,0.00069428426,{"v":-4.1354026e-06,"d":"-4.14E-06"},{"v":2.8796796e-06,"d":"2.88E-06"},0,0,0,0,25,0.2,0.526,0.806,0.908,0.943,0.959,0.981,0.986,0.987,0.991,0.991,0.993]
[702410,"L",2.8218777,-0.0092758001,0.024582798,7.6345948E-4,{"v":-1.6478811e-05,"d":"-1.65E-05"},{"v":3.7717562E-6,"d":"3.77E-06"},0,0,0,0,25,0.069,0.498,0.8,0.911,0.952,0.972,0.989,0.992,0.991,0.991,0.989,0.989]
[706300,"L",2.8119099,-0.011393762,0.030615475,0.0017857854,-1.1946039E-4,{"v":1.7207286e-05,"d":"1.72E-05"},0,0,0,0,25,0,0.342,0.768,0.886,0.922,0.939,0.966,0.98,0.984,0.986,0.987,0.989]
[706303,"L",2.8110568,-0.011136959,0.032115216,0.0010633784,{"v":6.6237213e-06,"d":"6.62E-06"},{"v":8.5324096e-06,"d":"8.53E-06"},0,0,0,0,25,0,0.342,0.768,0.886,0.922,0.939,0.966,0.98,0.984,0.986,0.987,0.989]
[713538,"L",2.8794065,-0.015050466,0.019468979,{"v":0.00049199359,"d":"4.92E-04"},{"v":-1.9063679e-05,"d":"-1.91E-05"},{"v":1.3582229E-6,"d":"1.36E-06"},0,0,0,0,25,0.569,0.817,0.922,0.966,0.979,0.987,0.995,0.996,0.995,0.992,0.99,0.987]
[717295,"L",2.8447823,-0.0091311141,0.032879412,1.5559114E-3,{"v":-5.6526559e-05,"d":"-5.65E-05"},{"v":1.1202214e-05,"d":"1.12E-05"},0,0,0,0,25,0.165,0.586,0.831,0.918,0.95,0.967,0.986,0.992,0.994,0.993,0.992,0.991]
[717479,"L",2.8852065,-0.014320227,0.021640545,0.00067293009,{"v":-2.9205303e-05,"d":"-2.92E-05"},{"v":2.8101911e-06,"d":"2.81E-06"},0,0,0,0,25,0.179,0.542,0.785,0.895,0.937999999999999,0.958,0.978,0.984,0.979,0.98,0.984,0.982]
[717480,"L",2.8829038,-0.011255913,0.022264018,0.00058120784,{"v":-1.7282477E-5,"d":"-1.73E-05"},{"v":1.9149931e-06,"d":"1.91E-06"},0,0,0,0,25,0.427,0.766,0.903,0.949,0.967,0.976,0.989,0.991,0.988,0.984,0.974,0.968]
[720504,"L",2.8973951,-0.013454342,0.021291903,{"v":0.00047849361,"d":"4.78E-04"},{"v":-4.7141969e-06,"d":"-4.71E-06"},{"v":8.8442763e-07,"d":"8.84E-07"},0,0,0,0,25,0.399,0.735,0.886,0.937,0.955,0.968,0.982,0.988,0.986,0.987,0.985,0.983]
[728284,"L",2.8761537,-9.5635028E-3,0.035024296,0.0014706451,{"v":-2.4811339e-05,"d":"-2.48E-05"},{"v":1.1334039E-5,"d":"1.13E-05"},0,0,0,0,25,0,0.02,0.55,0.866,0.941,0.955,0.979,0.989,0.992,0.994,0.992,0.994]
[734517,"L",2.9438512,-0.013728417,0.021331645,{"v":0.00053328355,"d":"5.33E-04"},{"v":-1.8803007e-05,"d":"-1.88E-05"},{"v":1.452629E-6,"d":"1.45E-06"},0,0,0,0,25,0.658,0.868,0.944,0.975,0.982,0.988,0.994,0.994,0.993,0.994,0.987,0.985]
[734518,"L",2.9440192,-0.013685161,0.02126491,{"v":5.3987299E-4,"d":"5.40E-04"},{"v":-2.0636248e-05,"d":"-2.06E-05"},{"v":1.5729533E-6,"d":"1.57E-06"},0,0,0,0,25,0.658,0.868,0.944,0.975,0.982,0.988,0.994,0.994,0.993,0.994,0.987,0.985]
[741281,"L",2.9156676,-0.0093948325,0.035819671,{"v":1.7909026E-3,"d":"1.79E-03"},{"v":-7.4527859e-05,"d":"-7.45E-05"},{"v":1.4291082E-5,"d":"1.43E-05"},0,0,0,0,25,0,0.204,0.717,0.892,0.948,0.972,0.991,0.994,0.992,0.996,0.997,0.996]
[744447,"L",2.969659,-0.013982158,0.024410372,0.00076618628,{"v":-2.8082452E-5,"d":"-2.81E-05"},{"v":3.4559717e-06,"d":"3.46E-06"},0,0,0,0,25,0.271,0.631,0.838,0.931,0.964,0.978,0.99,0.994,0.992,0.994,0.982,0.987]
[744448,"L",2.9697333,-0.013956631,0.02441061,7.4932853E-4,{"v":-2.4989268e-05,"d":"-2.50E-05"},{"v":3.2535023e-06,"d":"3.25E-06"},0,0,0,0,25,0.271,0.631,0.838,0.931,0.964,0.978,0.99,0.994,0.992,0.994,0.982,0.987]
[748278,"L",2.9388535,-0.0091993057,0.037276572,0.0015534284,{"v":-1.901527e-05,"d":"-1.90E-05"},{"v":1.0506925e-05,"d":"1.05E-05"},0,0,0,0,25,0,0.302,0.653,0.839,0.923,0.956,0.984,0.994,0.994,0.995,0.995,0.995]
[755276,"L",2.9603174,-0.00922886199999999,0.037582426,1.8256618E-3,{"v":-6.3806873E-5,"d":"-6.38E-05"},{"v":1.3921544e-05,"d":"1.39E-05"},0,0,0,0,25,0.109,0.508,0.785,0.907,0.955,0.975,0.989,0.993,0.994,0.997,0.996,0.994]
[785258,"L",3.050431,-0.010017056,0.041840912,0.0020398391,{"v":-5.4073779E-5,"d":"-5.41E-05"},{"v":1.7776534e-05,"d":"1.78E-05"},0,0,0,0,25,0,0,0.301,0.758,0.906,0.953,0.982,0.991,0.992,0.995,0.997,0.997]
[788474,"L",3.1242203,-0.015678089,0.025535395,0.00065558233,{"v":-1.3887711e-05,"d":"-1.39E-05"},{"v":1.6054183E-6,"d":"1.61E-06"},0,0,0,0,25,0.53,0.785,0.903,0.952,0.973,0.979,0.989,0.993,0.994,0.987,0.99,0.982]
[788475,"L",3.1243139,-0.015659319,0.025494662,0.00065907812,{"v":-1.5070303E-5,"d":"-1.51E-05"},{"v":1.6895088E-6,"d":"1.69E-06"},0,0,0,0,25,0.53,0.785,0.903,0.952,0.973,0.979,0.989,0.993,0.994,0.987,0.99,0.982]
[805254,"L",3.1153185,-0.0094931689,0.0450401,0.0017566082,{"v":2.8048271e-05,"d":"2.80E-05"},{"v":1.0593131E-5,"d":"1.06E-05"},0,0,0,0,25,0,0.203,0.609,0.837,0.93,0.968,0.991,0.996,0.996,0.995,0.996,0.996]
[850322,"L",3.2996881,-0.011917237,0.039655796,1.6071649E-3,{"v":-4.9691427e-05,"d":"-4.97E-05"},{"v":1.0488842E-5,"d":"1.05E-05"},0,0,0,0,25,0,0.088,0.47,0.758,0.847,0.903,0.963,0.979,0.978,0.982,0.988,0.991]

{"sheet":"China","index":3,"n_rows":136,"n_cols":12,"rows_kept":136}
["Name","Eqn","A1","A2","A3","A4","A5","A6","A7","A8","A9","A10"]
["BAF1","L",2.35820072,-0.00910867948,{"v":0.0132695445,"d":"1.33E-02"},{"v":0.000407082293,"d":"4.07E-04"},{"v":-1.78831824e-05,"d":"-1.79E-05"},{"v":1.452984e-06,"d":"1.45E-06"},0,0,0,0]
["BAF2","L",2.41834173,-0.00794788395,0.0153995442,0.000515980515,{"v":-3.20897566e-05,"d":"-3.21E-05"},{"v":2.95115696e-06,"d":"2.95E-06"},0,0,0,0]
["BAF3","L",2.45332116,-0.00920317952,0.0143072686,{"v":0.000477736181,"d":"4.78E-04"},{"v":-2.38253201E-5,"d":"-2.38E-05"},{"v":1.57778631e-06,"d":"1.58E-06"},0,0,0,0]
["BAF4","L",2.45350663,-0.0074077981,0.0177409437,0.000260916246,{"v":1.60635993e-05,"d":"1.61E-05"},{"v":6.90751797e-07,"d":"6.91E-07"},0,0,0,0]
["BAF5","L",2.52247635,-0.00851708692,0.0184187059,0.0006583514,{"v":-2.51624564e-05,"d":"-2.52E-05"},{"v":3.00695523e-06,"d":"3.01E-06"},0,0,0,0]
["BAF6","L",2.53025632,-0.00788498172,0.0185148633,0.000426094216,{"v":-4.56824207e-06,"d":"-4.57E-06"},{"v":1.81488694E-6,"d":"1.81E-06"},0,0,0,0]
["BAF7","L",2.54327093,-0.00852446812,0.0203387462,{"v":0.000796181323,"d":"7.96E-04"},{"v":-3.33345219e-05,"d":"-3.33E-05"},{"v":4.3731649e-06,"d":"4.37E-06"},0,0,0,0]
["BAF8","L",2.57799568,-0.00818031343,0.0216018764,0.00079833538,{"v":-3.16924735e-05,"d":"-3.17E-05"},{"v":4.72165208e-06,"d":"4.72E-06"},0,0,0,0]
["BAK1","L",2.30831212,-0.00838401308,0.0120057856,1.90666103E-4,{"v":-2.98003529e-06,"d":"-2.98E-06"},{"v":4.09247772e-07,"d":"4.09E-07"},0,0,0,0]
["BAK11","L",2.39802395,-0.00988918324,0.0122313949,0.000334176005,{"v":-1.97711494e-05,"d":"-1.98E-05"},{"v":1.16158509e-06,"d":"1.16E-06"},0,0,0,0]
["BAK2","L",2.3360201,-0.00814693461,0.0129756806,{"v":3.30380745e-05,"d":"3.30E-05"},{"v":2.21274754e-05,"d":"2.21E-05"},{"v":-9.08932619e-07,"d":"-9.09E-07"},0,0,0,0]
["BAK3","L",2.36039508,-0.0101820716,0.0114864885,{"v":0.000353110895,"d":"3.53E-04"},{"v":-2.96197568E-5,"d":"-2.96E-05"},{"v":1.85292198E-6,"d":"1.85E-06"},0,0,0,0]
["BAK4","L",2.37777291,-0.0103151502,0.0117399483,{"v":0.000274702235,"d":"2.75E-04"},{"v":-1.69510305e-05,"d":"-1.70E-05"},{"v":1.1100044E-6,"d":"1.11E-06"},0,0,0,0]
["BAK5","L",2.39839294,-0.00880880687,0.01319073,{"v":0.000282124149,"d":"2.82E-04"},{"v":-1.03927756e-05,"d":"-1.04E-05"},{"v":8.60235078e-07,"d":"8.60E-07"},0,0,0,0]
["BAK6","L",2.40921939,-0.00914117082,0.0132974613,1.17495082E-4,{"v":6.48852201e-06,"d":"6.49E-06"},{"v":5.14385994e-08,"d":"5.14E-08"},0,0,0,0]
["BAK7","L",2.42009294,-0.00794451,0.0149022522,{"v":3.56978478e-05,"d":"3.57E-05"},{"v":2.77212077e-05,"d":"2.77E-05"},{"v":-1.02044935e-06,"d":"-1.02E-06"},0,0,0,0]
["BAK8","L",2.43265913,-0.00842077334,0.0143834872,0.000115706685,{"v":1.49768368E-5,"d":"1.50E-05"},{"v":-4.48299072e-07,"d":"-4.48E-07"},0,0,0,0]
["BAK9","L",2.43971378,-0.00967061652,0.0136382251,0.000410728165,{"v":-2.31344023E-5,"d":"-2.31E-05"},{"v":1.62391926E-6,"d":"1.62E-06"},0,0,0,0]
["F1","L",2.50598352,-0.00844024038999999,0.0212677245,0.000687792498,{"v":-1.34557094E-5,"d":"-1.35E-05"},{"v":3.72144332e-06,"d":"3.72E-06"},0,0,0,0]
["F12","L",2.56664944,-8.76746835E-3,0.0230498705,0.000653395851,{"v":4.90827141e-06,"d":"4.91E-06"},{"v":3.15107341e-06,"d":"3.15E-06"},0,0,0,0]
["F13","L",2.57129581,-8.39704296E-3,0.0236797781,0.000760792312,{"v":-6.86075028e-06,"d":"-6.86E-06"},{"v":4.07804023e-06,"d":"4.08E-06"},0,0,0,0]
["F2","L",2.53469004,-0.00898755339,0.0219930514,0.000741411994,{"v":-6.45872707e-06,"d":"-6.46E-06"},{"v":3.3942871e-06,"d":"3.39E-06"},0,0,0,0]
["F3","L",2.54442393,-0.00857287149,0.0227451902,{"v":0.000660342297,"d":"6.60E-04"},{"v":4.84600727e-06,"d":"4.85E-06"},{"v":3.08787883e-06,"d":"3.09E-06"},0,0,0,0]
["F4","L",2.55628953,-0.00949559424999999,0.0220823812,0.000948990223,{"v":-2.99421082e-05,"d":"-2.99E-05"},{"v":4.76643255e-06,"d":"4.77E-06"},0,0,0,0]
["F5","L",2.56759002,-0.00853179515999999,0.0228991454,0.000974277437,{"v":-4.40100181e-05,"d":"-4.40E-05"},{"v":6.21248584e-06,"d":"6.21E-06"},0,0,0,0]
["F6","L",2.56919711,-0.00887905221,0.0230598159,0.000936465999,{"v":-2.78365719e-05,"d":"-2.78E-05"},{"v":5.1849753e-06,"d":"5.18E-06"},0,0,0,0]
["F7","L",2.60283248,-0.0083870708,0.0246606424,{"v":0.000688406817,"d":"6.88E-04"},{"v":1.22647622e-05,"d":"1.23E-05"},{"v":3.16308259E-6,"d":"3.16E-06"},0,0,0,0]
["FK1","L",2.18558966,-0.00509054022,0.00830512091,{"v":3.82247232E-5,"d":"3.82E-05"},{"v":6.7004073e-06,"d":"6.70E-06"},{"v":-2.77840418e-07,"d":"-2.78E-07"},0,0,0,0]
["FK2","L",2.18858578,-5.49348397E-3,0.00757456636,{"v":1.79740478E-4,"d":"1.80E-04"},{"v":-1.35667591E-5,"d":"-1.36E-05"},{"v":7.3945487e-07,"d":"7.39E-07"},0,0,0,0]
["K1","L",2.22129724,-0.00984572938,0.00974627818,{"v":0.000447332105,"d":"4.47E-04"},{"v":-4.35273932e-05,"d":"-4.35E-05"},{"v":2.75283673e-06,"d":"2.75E-06"},0,0,0,0]
["K10","L",2.27254186,-0.00941924920999999,0.0116610269,0.000228494269,{"v":-7.40592119e-06,"d":"-7.41E-06"},{"v":7.86886118e-07,"d":"7.87E-07"},0,0,0,0]
["K11","L",2.2977677,-0.00913100964,0.0112432346,0.000385683845,{"v":-2.93344157e-05,"d":"-2.93E-05"},{"v":1.7970764e-06,"d":"1.80E-06"},0,0,0,0]
["K12","L",2.31498151,-0.00795612459,0.012941127,0.000251949659,{"v":2.05114611e-06,"d":"2.05E-06"},{"v":-3.68761089e-08,"d":"-3.69E-08"},0,0,0,0]
["K16","L",2.27530093,-0.00883298880999999,0.0114610926,{"v":0.000132381985,"d":"1.32E-04"},{"v":5.51127349e-06,"d":"5.51E-06"},{"v":-1.15280992E-7,"d":"-1.15E-07"},0,0,0,0]
["K2","L",2.22301863,-0.0089319503,0.0110735328,{"v":-1.83512371E-4,"d":"-1.84E-04"},{"v":4.48054456e-05,"d":"4.48E-05"},{"v":-2.24619319e-06,"d":"-2.25E-06"},0,0,0,0]
["K3","L",2.23608624,-0.0101750222,0.0105763809,{"v":4.42901393E-5,"d":"4.43E-05"},{"v":1.56454174e-05,"d":"1.56E-05"},{"v":-8.08400742E-7,"d":"-8.08E-07"},0,0,0,0]
["K4","L",2.24260615,-0.0091553218,0.0121404815,{"v":-0.000184328048,"d":"-1.84E-04"},{"v":5.02768767e-05,"d":"5.03E-05"},{"v":-2.46808723e-06,"d":"-2.47E-06"},0,0,0,0]
["K5","L",2.25122476,-0.00941953907,0.0106954463,0.000155938021,{"v":2.6399126e-06,"d":"2.64E-06"},{"v":-1.28402136E-7,"d":"-1.28E-07"},0,0,0,0]
["K6","L",2.25093815,-0.00796300785,0.0121598142,{"v":-8.22364313e-05,"d":"-8.22E-05"},{"v":3.70550087E-5,"d":"3.71E-05"},{"v":-1.73967396E-6,"d":"-1.74E-06"},0,0,0,0]
["K7","L",2.26402841,-0.00949323531,0.0107669101,0.000393842799,{"v":-3.48919002E-5,"d":"-3.49E-05"},{"v":2.19550205E-6,"d":"2.20E-06"},0,0,0,0]
["K8","L",2.26360054,-0.00813541484,0.0125651206,{"v":9.66731752e-05,"d":"9.67E-05"},{"v":1.37269155E-5,"d":"1.37E-05"},{"v":-1.98884306e-07,"d":"-1.99E-07"},0,0,0,0]
["K9","L",2.27034005,-0.0100792862,0.0108803451,{"v":9.05395689e-05,"d":"9.05E-05"},{"v":1.25496424e-05,"d":"1.25E-05"},{"v":-7.32126404e-07,"d":"-7.32E-07"},0,0,0,0]
["KF1","L",2.21955511,-0.00856672672,0.0115445539,{"v":1.99767312E-4,"d":"2.00E-04"},{"v":-4.63013297e-07,"d":"-4.63E-07"},{"v":3.929735E-7,"d":"3.93E-07"},0,0,0,0]
["KF2","L",2.26149523,-0.00893437042,0.012266276,0.00031818264,{"v":-1.38219009E-5,"d":"-1.38E-05"},{"v":1.49640727e-06,"d":"1.50E-06"},0,0,0,0]
["KF3","L",2.28930943,-0.0077514025,0.0143213113,{"v":1.09120243E-4,"d":"1.09E-04"},{"v":2.36635391E-5,"d":"2.37E-05"},{"v":-5.43239048e-07,"d":"-5.43E-07"},0,0,0,0]
["LAF1","L",2.80618288,-0.0138288413,0.0260712372,{"v":-0.0021936099,"d":"-2.19E-03"},{"v":0.000483481797,"d":"4.83E-04"},{"v":-2.67597876e-05,"d":"-2.68E-05"},0,0,0,0]
["LAF10","L",3.12332986,-0.0149602808,0.0260212113,{"v":0.000520980882,"d":"5.21E-04"},{"v":2.80303021e-06,"d":"2.80E-06"},{"v":1.00581328e-06,"d":"1.01E-06"},0,0,0,0]
["LAF2","L",2.87909039,-0.0102934622,0.0250527286,-0.000206130203,{"v":7.48289394e-05,"d":"7.48E-05"},{"v":-1.70218851E-6,"d":"-1.70E-06"},0,0,0,0]
["LAF3","L",2.96584011,-0.00969222947,0.0259081863,0.000428217815,{"v":1.42887161E-5,"d":"1.43E-05"},{"v":9.40712886E-7,"d":"9.41E-07"},0,0,0,0]
["LAF4","L",2.96715556,-0.0132977428,0.0309430719,1.00896437E-3,{"v":-1.1346708E-5,"d":"-1.13E-05"},{"v":5.29765343E-6,"d":"5.30E-06"},0,0,0,0]
["LAF5","L",2.90877599,0.0437119936,0.0830073762,-0.0180613816,0.00300705587,-1.50305962E-4,0,0,0,0]
["LAF6","L",3.01915685,-0.0148799467,0.023578737,0.000693040157,{"v":-2.35250588e-05,"d":"-2.35E-05"},{"v":2.23259972e-06,"d":"2.23E-06"},0,0,0,0]
["LAF7","L",3.08125614,-0.0125628095,0.0303010314,1.31336318E-3,{"v":-6.45803805e-05,"d":"-6.46E-05"},{"v":9.04801926e-06,"d":"9.05E-06"},0,0,0,0]
["LAF8","L",3.09980435,-0.0144701902,0.0278907309,1.03465055E-3,{"v":-4.27355805e-05,"d":"-4.27E-05"},{"v":5.46446119E-6,"d":"5.46E-06"},0,0,0,0]
["LAF9","L",3.10382284,-0.0140678924,0.0274592471,0.000674425473,{"v":-5.19333961e-06,"d":"-5.19E-06"},{"v":2.19437329E-6,"d":"2.19E-06"},0,0,0,0]
["LAK1","L",2.70624852,-0.0109141964,0.016679991,{"v":0.000448890672,"d":"4.49E-04"},{"v":-3.25691534e-05,"d":"-3.26E-05"},{"v":2.35369171e-06,"d":"2.35E-06"},0,0,0,0]
["LAK10","L",2.67809864,-0.0107749939,0.0169708611,0.00032822073,{"v":-4.62970639e-06,"d":"-4.63E-06"},{"v":7.03780001e-07,"d":"7.04E-07"},0,0,0,0]
["LAK11","L",2.71671273,-0.00977803721,0.0223040699,-0.00181215183,0.000404230666,{"v":-2.35516638e-05,"d":"-2.36E-05"},0,0,0,0]
["LAK12","L",2.82870162,-0.0151234477,0.0180406361,0.000452029414,{"v":-2.05142176E-5,"d":"-2.05E-05"},{"v":1.38901196e-06,"d":"1.39E-06"},0,0,0,0]
["LAK2","L",2.81109499,-0.0124923761,0.0176243062,{"v":0.000820784637,"d":"8.21E-04"},{"v":-7.41611985e-05,"d":"-7.42E-05"},{"v":4.57457423e-06,"d":"4.57E-06"},0,0,0,0]
["LAK3","L",2.98843775,-0.0145873832,0.0220152816,0.000626522999,{"v":-3.56233631e-05,"d":"-3.56E-05"},{"v":2.87523056e-06,"d":"2.88E-06"},0,0,0,0]
["LAK4","L",2.64754236,-0.0113611049,0.0159660563,{"v":0.00012556677,"d":"1.26E-04"},{"v":1.3621382E-5,"d":"1.36E-05"},{"v":-3.90394397e-07,"d":"-3.90E-07"},0,0,0,0]
["LAK5","L",2.76259936,-0.0102213512,0.0186753349,{"v":0.000252340836,"d":"2.52E-04"},{"v":1.04875281e-06,"d":"1.05E-06"},{"v":5.18260338e-07,"d":"5.18E-07"},0,0,0,0]
["LAK6","L",2.80892382,-0.0102285966,0.0218023745,{"v":-0.000245248114,"d":"-2.45E-04"},{"v":6.67400798e-05,"d":"6.67E-05"},{"v":-2.42583188e-06,"d":"-2.43E-06"},0,0,0,0]
["LAK7","L",2.87916235,-0.0149101243,0.0196360431,0.000445235601,{"v":-1.37199158e-05,"d":"-1.37E-05"},{"v":1.18919371E-6,"d":"1.19E-06"},0,0,0,0]
["LAK8","L",2.89859871,-0.0149343872,0.0209015751,0.000567138363,{"v":-1.98837035E-5,"d":"-1.99E-05"},{"v":1.90722758E-6,"d":"1.91E-06"},0,0,0,0]
["PK1","L",2.28252194,-0.0106264066,0.00894279511999999,0.000444294452,{"v":-4.47811799e-05,"d":"-4.48E-05"},{"v":2.46878283e-06,"d":"2.47E-06"},0,0,0,0]
["PK2","L",2.36732892,-0.00927641069,0.0116494145,{"v":4.97615735e-05,"d":"4.98E-05"},{"v":3.29100512e-06,"d":"3.29E-06"},{"v":3.92771968e-07,"d":"3.93E-07"},0,0,0,0]
["QF1","L",2.35002274,-0.00845182145,0.0164189195,{"v":8.70940442E-5,"d":"8.71E-05"},{"v":5.63813898e-05,"d":"5.64E-05"},{"v":-2.09614935e-06,"d":"-2.10E-06"},0,0,0,0]
["QF11","L",2.43625487,-0.00877451591,0.0182443085,0.000677120529,{"v":-2.40343562e-05,"d":"-2.40E-05"},{"v":3.41639037E-6,"d":"3.42E-06"},0,0,0,0]
["QF14","L",2.48439712,-8.58448721E-3,0.0204797912,0.000555830349,{"v":2.68751885e-06,"d":"2.69E-06"},{"v":2.38699438e-06,"d":"2.39E-06"},0,0,0,0]
["QF2","L",2.39236232,-0.0104025691,0.0144136491,0.000851249578,{"v":-6.4658067e-05,"d":"-6.47E-05"},{"v":4.71994986e-06,"d":"4.72E-06"},0,0,0,0]
["QF3","L",2.42446781,-0.00795037774999999,0.019256516,0.000300772877,{"v":2.48412219e-05,"d":"2.48E-05"},{"v":9.64985026e-07,"d":"9.65E-07"},0,0,0,0]
["QF5","L",2.44617207,-0.0078028013,0.0199320422,{"v":7.80617318999999e-05,"d":"7.81E-05"},{"v":5.70041361e-05,"d":"5.70E-05"},{"v":-8.76855989e-07,"d":"-8.77E-07"},0,0,0,0]
["QF6","L",2.30428775,-0.00828785498999999,0.0145808337,{"v":0.000279255399,"d":"2.79E-04"},{"v":4.24699685e-06,"d":"4.25E-06"},{"v":8.12877304e-07,"d":"8.13E-07"},0,0,0,0]
["QF9","L",2.38978603,-0.0087755338,0.0162640905,0.000503713367,{"v":-1.39710179E-5,"d":"-1.40E-05"},{"v":2.16930826E-6,"d":"2.17E-06"},0,0,0,0]
["QK1","L",2.13897545,-0.00974134799,0.00854776875999999,0.000271967592,{"v":-1.88454664e-05,"d":"-1.88E-05"},{"v":9.62486264e-07,"d":"9.62E-07"},0,0,0,0]
["QK2","L",2.15919662,-0.00976894176,0.0100753547,{"v":-7.33379539e-05,"d":"-7.33E-05"},{"v":2.74603171E-5,"d":"2.75E-05"},{"v":-1.30647977E-6,"d":"-1.31E-06"},0,0,0,0]
["QK3","L",2.18865022,-0.00950949637,9.00044872E-3,0.000128940661,{"v":8.95783864e-07,"d":"8.96E-07"},{"v":-4.45533163e-08,"d":"-4.46E-08"},0,0,0,0]
["TF1","L",2.30121736,-0.0100552903,0.0137033885,0.000188955543,{"v":1.4177392e-05,"d":"1.42E-05"},{"v":-2.75922767e-07,"d":"-2.76E-07"},0,0,0,0]
["TF3","L",2.54725709,-0.0141285181,0.0179143992,0.00076089969,{"v":-4.01211616e-05,"d":"-4.01E-05"},{"v":3.236888E-6,"d":"3.24E-06"},0,0,0,0]
["TF4","L",2.54901517,-0.013038972,0.0187777278,4.9758227E-4,{"v":-5.67830628e-06,"d":"-5.68E-06"},{"v":1.72990223E-6,"d":"1.73E-06"},0,0,0,0]
["TF5","L",2.66992441,-0.0138901042,0.0224088766,0.000743522413,{"v":-1.70419153e-05,"d":"-1.70E-05"},{"v":3.43584777e-06,"d":"3.44E-06"},0,0,0,0]
["TF6","L",2.75016925,-0.0139460037,0.0245457714,0.00103571824,{"v":-4.27533445e-05,"d":"-4.28E-05"},{"v":6.25536507E-6,"d":"6.26E-06"},0,0,0,0]
["TIF1","L",2.30614144,-0.00928764873,0.0142545046,0.000615772817,{"v":-4.08893492e-05,"d":"-4.09E-05"},{"v":4.86203979e-06,"d":"4.86E-06"},0,0,0,0]
["TIF2","L",2.43899376,-0.0099682153,0.0184298016,0.00111406331,{"v":-8.8300803e-05,"d":"-8.83E-05"},{"v":9.66489723e-06,"d":"9.66E-06"},0,0,0,0]
["TIF3","L",2.47636232,-0.0110733233,0.0179813294,0.00178601898,-0.000159880973,{"v":1.42437657E-5,"d":"1.42E-05"},0,0,0,0]
["TIF4","L",2.5389621,-0.0106289441,0.0219312487,2.04261648E-3,-0.000185792036,{"v":2.31984966E-5,"d":"2.32E-05"},0,0,0,0]
["TK1","L",2.47518611,-0.00549839046,0.0138239832,0.000251088716,{"v":-4.76502623e-06,"d":"-4.77E-06"},{"v":6.07699704e-07,"d":"6.08E-07"},0,0,0,0]
["ZBAF1","L",2.58345617,-0.00886607587999999,0.0168247781,0.000320043155,{"v":8.03365947e-07,"d":"8.03E-07"},{"v":4.89750766e-07,"d":"4.90E-07"},0,0,0,0]
["ZBAF11","L",2.57948808,-0.0138206473,0.0148658376,{"v":1.00944817E-3,"d":"1.01E-03"},{"v":-7.23763845e-05,"d":"-7.24E-05"},{"v":4.37460432E-6,"d":"4.37E-06"},0,0,0,0]
["ZBAF13","L",2.62906638,-0.00950624726,0.0195381526,0.000628537761,{"v":-2.37741484e-05,"d":"-2.38E-05"},{"v":3.27235778e-06,"d":"3.27E-06"},0,0,0,0]
["ZBAF15","L",2.65613372,-0.00900619154,0.0231234782,0.000806847132,{"v":-1.21927858E-5,"d":"-1.22E-05"},{"v":3.49576227e-06,"d":"3.50E-06"},0,0,0,0]
["ZBAF16","L",2.71988427,-0.0100841973,{"v":0.0198824344,"d":"1.99E-02"},{"v":0.000480416946,"d":"4.80E-04"},{"v":-8.37639491e-06,"d":"-8.38E-06"},{"v":1.92002439E-6,"d":"1.92E-06"},0,0,0,0]
["ZBAF17","L",2.71408573,-0.00961652744,0.0219483582,0.000824531282,{"v":-3.53295478e-05,"d":"-3.53E-05"},{"v":4.58161505e-06,"d":"4.58E-06"},0,0,0,0]
["ZBAF18","L",2.71720989,-0.00946110511,0.0233691661,0.000922453058,{"v":-3.85633988e-05,"d":"-3.86E-05"},{"v":5.59444233e-06,"d":"5.59E-06"},0,0,0,0]
["ZBAF2","L",2.6319494,-0.00852350487999999,0.019500741,0.000315421172,{"v":3.4316477e-06,"d":"3.43E-06"},{"v":1.66310325e-06,"d":"1.66E-06"},0,0,0,0]
["ZBAF20","L",2.82499063,-0.0132061265,0.023622224,9.4629356E-4,{"v":-4.02236565e-05,"d":"-4.02E-05"},{"v":4.7619276e-06,"d":"4.76E-06"},0,0,0,0]
["ZBAF21","L",2.88615915,-0.00974197408,0.0277121186,0.000878841847,{"v":-3.57993183e-05,"d":"-3.58E-05"},{"v":7.64581213e-06,"d":"7.65E-06"},0,0,0,0]
["ZBAF3","L",2.69055851,-0.00870257156,{"v":0.0188696062,"d":"1.89E-02"},{"v":0.00035645685,"d":"3.56E-04"},{"v":5.18464997e-06,"d":"5.18E-06"},{"v":3.40067336e-07,"d":"3.40E-07"},0,0,0,0]
["ZBAF4","L",2.69509533,-0.0110003977,0.0229339554,0.00171097253,-1.25636316E-4,{"v":1.0665357E-5,"d":"1.07E-05"},0,0,0,0]
["ZBAF5","L",2.73138088,-0.00946734957,0.0209386613,0.000401321372,{"v":3.31244532e-06,"d":"3.31E-06"},{"v":1.57276128e-06,"d":"1.57E-06"},0,0,0,0]
["ZBAF8","L",2.533494,-0.00868730552,0.0169759591,4.70675011E-4,{"v":-1.50958596E-5,"d":"-1.51E-05"},{"v":1.82290759e-06,"d":"1.82E-06"},0,0,0,0]
["ZF1","L",2.63555599,-0.00875615907,0.0256862343,0.000921518268,{"v":-8.75550741e-06,"d":"-8.76E-06"},{"v":4.84083303e-06,"d":"4.84E-06"},0,0,0,0]
["ZF10","L",2.75898677,-0.00910529963,0.0296297014,1.35392462E-3,{"v":-4.76396168E-5,"d":"-4.76E-05"},{"v":8.80079928999999e-06,"d":"8.80E-06"},0,0,0,0]
["ZF11","L",2.79014844,-0.0104122573,0.0294836916,1.98231807E-3,-0.000134246358,{"v":1.56840322e-05,"d":"1.57E-05"},0,0,0,0]
["ZF12","L",2.98224758,-0.0115009804,0.0363132125,2.82232133E-3,-0.0002037069,{"v":2.58291199E-5,"d":"2.58E-05"},0,0,0,0]
["ZF13","L",3.05498827,-0.0120800699,0.0384679268,0.00318188594,-2.38751201E-4,{"v":2.95885577E-5,"d":"2.96E-05"},0,0,0,0]
["ZF14","L",3.47827046,-0.0107595145,0.0586582751,{"v":0.00422957539,"d":"4.23E-03"},{"v":-2.3044611E-4,"d":"-2.30E-04"},{"v":4.09311488e-05,"d":"4.09E-05"},0,0,0,0]
["ZF2","L",2.70976087,-8.66649819E-3,0.0282255487,0.00114511033,{"v":-3.34418085e-05,"d":"-3.34E-05"},{"v":7.63394668e-06,"d":"7.63E-06"},0,0,0,0]
["ZF3","L",2.84411855,-0.00889512957999999,0.0334444735,0.00140438324,{"v":-3.86305497e-05,"d":"-3.86E-05"},{"v":1.05546027e-05,"d":"1.06E-05"},0,0,0,0]
["ZF4","L",2.87537646,-0.00906484584,0.0349527386,1.63807025E-3,{"v":-5.55854199e-05,"d":"-5.56E-05"},{"v":1.23707887E-5,"d":"1.24E-05"},0,0,0,0]
["ZF5","L",2.91414933,-0.00971909778,0.0353536768,0.00179060149,{"v":-5.72991277e-05,"d":"-5.73E-05"},{"v":1.2147089e-05,"d":"1.21E-05"},0,0,0,0]
["ZF6","L",2.95939,-0.00890088734,0.038378261,{"v":0.00153579891,"d":"1.54E-03"},{"v":-1.13873785E-5,"d":"-1.14E-05"},{"v":1.07567722E-5,"d":"1.08E-05"},0,0,0,0]
["ZF7","L",3.12191634,-0.010057677,0.0418627479,{"v":0.00314393411,"d":"3.14E-03"},{"v":-2.21129734E-4,"d":"-2.21E-04"},{"v":2.73831682e-05,"d":"2.74E-05"},0,0,0,0]
["ZF8","L",2.65631702,-0.00893208401,0.0261302848,0.00100904061,{"v":-2.29726672e-05,"d":"-2.30E-05"},{"v":5.8226834e-06,"d":"5.82E-06"},0,0,0,0]
["ZK1","L",2.42728169,-0.0107841598,0.0124789808,{"v":2.11741987E-4,"d":"2.12E-04"},{"v":-5.1930836e-06,"d":"-5.19E-06"},{"v":4.83502362E-7,"d":"4.84E-07"},0,0,0,0]
["ZK10","L",2.58541743,-0.00899411328,0.0162374035,2.06293691E-4,{"v":3.46867586E-6,"d":"3.47E-06"},{"v":3.19395098e-07,"d":"3.19E-07"},0,0,0,0]
["ZK11","L",2.6384473,-0.0109381404,0.0161060562,0.000471985155,{"v":-2.48192838e-05,"d":"-2.48E-05"},{"v":1.86595538e-06,"d":"1.87E-06"},0,0,0,0]
["ZK14","L",2.53034834,-0.01026277,0.0142854341,{"v":2.12677647E-4,"d":"2.13E-04"},{"v":-1.426973e-06,"d":"-1.43E-06"},{"v":3.50935574e-07,"d":"3.51E-07"},0,0,0,0]
["ZK15","L",2.54205075,-0.00972483409,0.0148474892,{"v":0.000186880702,"d":"1.87E-04"},{"v":4.46332257e-06,"d":"4.46E-06"},{"v":3.85796645e-08,"d":"3.86E-08"},0,0,0,0]
["ZK19","L",2.56021767,-0.00940351784,0.0152663797,{"v":0.000401786565,"d":"4.02E-04"},{"v":-1.92904627e-05,"d":"-1.93E-05"},{"v":1.30309443E-6,"d":"1.30E-06"},0,0,0,0]
["ZK2","L",2.47061914,-0.0109418008,0.0115386767,{"v":0.00101092172,"d":"1.01E-03"},{"v":-1.20045335E-4,"d":"-1.20E-04"},{"v":6.65267033e-06,"d":"6.65E-06"},0,0,0,0]
["ZK20","L",2.56809021,-0.00907571172,0.016603631,{"v":0.000256606237,"d":"2.57E-04"},{"v":4.32397159e-06,"d":"4.32E-06"},{"v":4.31203122e-07,"d":"4.31E-07"},0,0,0,0]
["ZK3","L",2.48710575,-0.00991051949999999,0.0140358246,1.30899949E-4,{"v":1.30274254E-6,"d":"1.30E-06"},{"v":5.6009569e-07,"d":"5.60E-07"},0,0,0,0]
["ZK4","L",2.54702218,-0.0100985616,0.014585774,0.000329014657,{"v":-1.44252422E-5,"d":"-1.44E-05"},{"v":1.07662606e-06,"d":"1.08E-06"},0,0,0,0]
["ZK5","L",2.55073552,-0.0087914729,0.0159833678,0.000208512852,{"v":9.49692528e-06,"d":"9.50E-06"},{"v":-2.63382798e-07,"d":"-2.63E-07"},0,0,0,0]
["ZK6","L",2.55784425,-0.00944000039,0.0153590572,1.77369753E-4,{"v":9.09825951e-06,"d":"9.10E-06"},{"v":-1.97651735e-07,"d":"-1.98E-07"},0,0,0,0]
["ZK7","L",2.56194807,-0.0108447202,0.014452671,{"v":0.000242213015,"d":"2.42E-04"},{"v":-2.61791745e-06,"d":"-2.62E-06"},{"v":3.89039145e-07,"d":"3.89E-07"},0,0,0,0]
["ZK8","L",2.5593111,-0.00864226954,0.0161008669,0.000272823947,{"v":1.54683828e-06,"d":"1.55E-06"},{"v":2.44765847e-07,"d":"2.45E-07"},0,0,0,0]
["ZK9","L",2.58487548,-0.0111935097,0.0147075363,{"v":0.000262001885,"d":"2.62E-04"},{"v":-3.99424405e-06,"d":"-3.99E-06"},{"v":3.8554375e-07,"d":"3.86E-07"},0,0,0,0]
["ZLAF1","L",3.16342877,-0.0144296087,0.0283715814,0.000607073674,{"v":6.01461217e-06,"d":"6.01E-06"},{"v":1.47801725E-6,"d":"1.48E-06"},0,0,0,0]
["ZLAF2","L",3.17287422,-0.0152382154,0.0263846205,{"v":0.000779938822,"d":"7.80E-04"},{"v":-3.0478816e-05,"d":"-3.05E-05"},{"v":2.87474142e-06,"d":"2.87E-06"},0,0,0,0]
["ZLAF3","L",3.33366693,-0.0134465611,0.0351839865,0.00152126328,{"v":-6.55747858E-5,"d":"-6.56E-05"},{"v":7.88896931E-6,"d":"7.89E-06"},0,0,0,0]
["ZLAF4","L",3.52374362,-0.0131937043,0.0411231331,1.43258708E-3,{"v":-5.00867052E-5,"d":"-5.01E-05"},{"v":8.49392098e-06,"d":"8.49E-06"},0,0,0,0]

{"sheet":"Cornfr","index":4,"n_rows":101,"n_cols":40,"rows_kept":101}
["Name","Eqn","A1","A2","A3","A4","A5","A6","A7","A8","A9","A10","t (mm)",280,290,300,310,320,330,340,350,360,370,380,390,400,420,440,460,480,500,550,600,700,800,1000,1200,1400,1600,1800]
["A6365","L",2.12165,-0.00950349,{"v":0.008318686,"d":"8.32E-03"},{"v":0.0003339573,"d":"3.34E-04"},{"v":-2.364166e-05,"d":"-2.36E-05"},{"v":9.972179e-07,"d":"9.97E-07"},0,0,0,0,0,0,0.245,0.14,0.0771,0.0375,0.0217,0.0112,0.00678,0.0036,0.00159,0.0012,0.000875,0.000691,0.00045,0.000352,0.000273,0.000254,1.92E-4,0.000179,1.74E-4,0.000181,1.12E-4,1.13E-4,0.000141,0.00162,6.02E-4,0.000664]
["A8682","L",2.186662,-5.963833E-3,0.007765132,0.0001652214,{"v":-7.161189e-06,"d":"-7.16E-06"},{"v":2.563888e-07,"d":"2.56E-07"},0,0,0,0,0,0,0,0,0,0.0843,0.0743999999999999,0.0596,0.0311,0.0146,0.00533,0.00254,1.33E-3,0.000814,0.000719,0.000588,0.000452,3.59E-4,1.95E-4,1.56E-4,0.000269,3.59E-4,0.000532,1.16E-3,0.000864,0.000741,0.000814,0.00118]
["A8682N","L",2.185857,-0.005201463,8.107487E-3,{"v":1.008583E-4,"d":"1.01E-04"},{"v":-2.224178e-06,"d":"-2.22E-06"},{"v":1.919751e-07,"d":"1.92E-07"},0,0,0,0,0,0,0.0959,0.0559,0.0303,0.017,0.0548,0.0192,0.00703,0.00287,1.41E-3,0.000884,0.000679,0.000617,0.000612,0.0006,0.000532,0.000492,4.28E-4,0.000412,0.000431,5.04E-4,5.04E-4,2.81E-4,0.000296,0.000295,3.01E-4,0.000286]
["A8770","L",2.188523,-9.598334E-3,0.008635329,2.395636E-4,{"v":-1.547314e-05,"d":"-1.55E-05"},{"v":6.879645e-07,"d":"6.88E-07"},0,0,0,0,0,0.134,0.0552,0.0161,0.00633,0.00195,0.00135,0.000723,0.00044,3.48E-4,0.000295,0.000262,1.94E-4,0.000187,1.83E-4,1.85E-4,0.000182,1.76E-4,0.000171,0.00018,0.000189,0.000201,0.00013,{"v":7.31e-05,"d":"7.31E-05"},{"v":9.42e-05,"d":"9.42E-05"},0.00218,0.000761,0.000942]
["A8784","L",2.188331,-0.005365878,0.007743657,0.0001312934,{"v":-7.417952e-06,"d":"-7.42E-06"},{"v":4.581512e-07,"d":"4.58E-07"},0,0,0,0,0,0,0.12,0.073,0.0339,0.0184,0.00942999999999999,0.00461,0.00224,1.14E-3,0.000668,0.000424,0.000343,3.21E-4,3.21E-4,3.21E-4,0.000288,0.000221,2.05E-4,0.000132,0.000132,0.000138,2.03E-4,0.000447,0.000471,0.00038,5.71E-4,6.29E-4]
["A8866","L",2.18707,-0.010244,0.009782389,{"v":6.294588e-05,"d":"6.29E-05"},{"v":1.339405e-05,"d":"1.34E-05"},{"v":-8.464507e-07,"d":"-8.46E-07"},0,0,0,0,0,0.102,0.059,0.0313,0.0148,0.00636,0.00327,1.72E-3,0.000934,5.04E-4,0.000434,0.000456,0.00026,0.000218,3.01E-4,3.01E-4,0.000198,0.000197,1.47E-4,{"v":9.72e-05,"d":"9.72E-05"},1.66E-4,1.47E-4,0.000138,0.000178,0.000178,0.000293,0.000672,0.000836]
["B1063","L",2.250616,-0.009247589,0.01099293,{"v":6.033767e-05,"d":"6.03E-05"},{"v":1.460288e-05,"d":"1.46E-05"},{"v":-7.160412e-07,"d":"-7.16E-07"},0,0,0,0,0,0.111,0.0783,0.0437,0.026,0.0167,0.00915,4.13E-3,0.00193,0.0011,0.000755,0.000577,0.000414,0.000268,0.000276,0.000276,0.000226,0.000215,1.95E-4,1.55E-4,1.65E-4,1.35E-4,1.76E-4,0.000258,0.000289,0.00112,0.000714,0.00202]
["B1160","L",2.250586,-0.00815577,0.01218439,{"v":-8.656369e-05,"d":"-8.66E-05"},{"v":3.749854e-05,"d":"3.75E-05"},{"v":-1.850241E-6,"d":"-1.85E-06"},0,0,0,0,0,0.224,0.0958,0.0474,0.0208,0.00799,0.00435,0.00221,0.00127,7.94E-4,0.000564,4.73E-4,0.000296,2.02E-4,2.32E-4,2.22E-4,0.0002,0.00016,0.000149,0.000138,0.000149,0.000139,0.000191,0.000244,0.000265,0.000842,0.000593,0.00184]
["B1664","L",2.271176,-0.009700709,0.0110971,{"v":4.622809e-05,"d":"4.62E-05"},{"v":1.616105E-5,"d":"1.62E-05"},{"v":-8.285043e-07,"d":"-8.29E-07"},0,0,0,0,0,0.113,0.0747,0.0384,0.0201,0.00648,3.8E-3,1.98E-3,1E-3,0.000577,0.000365,0.000353,0.000186,1.26E-4,1.27E-4,0.000177,0.000167,0.000186,1.46E-4,1.26E-4,1.36E-4,{"v":5.77E-5,"d":"5.77E-05"},0.00013,0.00017,2.03E-4,0.00161,0.000684,0.00196]
["B1860","L",2.272935,-0.009344543,0.01182611,{"v":7.960521e-05,"d":"7.96E-05"},{"v":1.382893e-05,"d":"1.38E-05"},{"v":-4.952685e-07,"d":"-4.95E-07"},0,0,0,0,0,0,0.252,0.0961,0.0462,0.019,0.00816,0.00412,0.00205,0.00113,0.000765,0.000725,0.00032,2.22E-4,0.000254,0.000349,0.000317,0.000284,0.000253,0.00022,2.41E-4,0.000159,0.000157,1E-4,{"v":8.53E-5,"d":"8.53E-05"},1.5E-3,0.000468,0.00126]
["B1865","L",2.275718,-0.00977722399999999,0.01105575,{"v":1.910096e-05,"d":"1.91E-05"},{"v":1.949133E-5,"d":"1.95E-05"},{"v":-1.015542e-06,"d":"-1.02E-06"},0,0,0,0,0,0.1,0.0911,0.0597,0.0387,0.0255,0.0141,0.00638,0.00276,1.32E-3,0.000795,0.000594,0.000354,0.000208,0.000187,1.47E-4,1.26E-4,{"v":9.68e-05,"d":"9.68E-05"},{"v":4.82e-05,"d":"4.82E-05"},{"v":3.84e-05,"d":"3.84E-05"},{"v":4.8e-05,"d":"4.80E-05"},{"v":5.77E-5,"d":"5.77E-05"},{"v":9.69e-05,"d":"9.69E-05"},1.27E-4,1.27E-4,1.98E-3,0.000521,0.000858]
["B1961","L",2.274841,-0.005597262,0.01128397,{"v":0.0002403065,"d":"2.40E-04"},{"v":-9.003564e-06,"d":"-9.00E-06"},{"v":2.210049e-06,"d":"2.21E-06"},0,0,0,0,0,0,0,0,0,0,0,0,0.0247,0.0156,0.00837,4.13E-3,0.00222,1.39E-3,0.000937,0.000829,0.000698,5.62E-4,0.000454,0.000305,3.88E-4,0.000421,0.000436,0.000306,0.000346,2.23E-4,0.000295,0.000189]
["B2359","L",2.287986,-0.00982913799999999,0.01111679,{"v":3.824643E-4,"d":"3.82E-04"},{"v":-2.412558E-5,"d":"-2.41E-05"},{"v":1.418343E-6,"d":"1.42E-06"},0,0,0,0,0,0,0.295,0.0893,0.0389,0.0164,0.00598,0.00291,1.41E-3,0.000741,0.000505,0.000503,0.000236,1.85E-4,0.000215,0.000226,0.000235,0.000225,2.05E-4,1.85E-4,2.14E-4,1.55E-4,2.72E-4,0.000207,2.43E-4,0.00129,0.000661,0.00204]
["B2952","L",2.299774,-0.01011442,0.01369414,{"v":0.0001873932,"d":"1.87E-04"},{"v":1.369782e-05,"d":"1.37E-05"},{"v":-2.7835E-7,"d":"-2.78E-07"},0,0,0,0,0,0,0.252,0.123,0.0757,0.0447,0.0256,0.0154,0.00808,0.00485,0.00301,0.00226,0.00163,1.39E-3,0.00138,0.00127,0.00103,0.000753,0.00056,0.000363,0.000296,0.000307,0.000332,0.000353,0.000387,0.00163,0.000695,0.00083]
["B2977","L",2.309554,-0.005709935,0.009591099,1.445528E-4,{"v":-5.141377E-6,"d":"-5.14E-06"},{"v":3.599494e-07,"d":"3.60E-07"},0,0,0,0,0,0,0,0,0.0493,0.0279,0.0147,0.00739,0.00359,1.72E-3,0.000894,0.000467,0.000294,2.52E-4,0.000248,0.000229,0.000187,0.000142,1.07E-4,{"v":4.73e-05,"d":"4.73E-05"},{"v":7.26e-05,"d":"7.26E-05"},0.000129,0.000129,0.000239,0.000298,0.000295,0.000332,3.68E-4]
["B3959","L",2.335801,-0.009655618,0.0126265,{"v":8.243079e-05,"d":"8.24E-05"},{"v":1.552512E-5,"d":"1.55E-05"},{"v":-5.192937e-07,"d":"-5.19E-07"},0,0,0,0,0,0,0,0.0889,0.0344,0.0133,0.00576,0.00304,1.83E-3,1.23E-3,0.000851,0.000695,0.000517,0.000425,3.28E-4,0.000326,0.000273,2.61E-4,0.000209,0.000138,0.000138,0.000158,0.00021,0.000305,0.000306,1.09E-3,0.000585,1.24E-3]
["B4148","L",2.329356,-0.00782122,0.01625025,{"v":-3.206067e-05,"d":"-3.21E-05"},{"v":5.504704e-05,"d":"5.50E-05"},{"v":-1.954561e-06,"d":"-1.95E-06"},0,0,0,0,0,0,0,0,0,0.0346,0.0132,0.00502,1.75E-3,0.000773,0.0003,0.00026,{"v":4e-05,"d":"4.00E-05"},{"v":4e-05,"d":"4.00E-05"},{"v":4e-05,"d":"4.00E-05"},{"v":4e-05,"d":"4.00E-05"},{"v":4e-05,"d":"4.00E-05"},{"v":4e-05,"d":"4.00E-05"},{"v":4e-05,"d":"4.00E-05"},{"v":4e-05,"d":"4.00E-05"},{"v":4e-05,"d":"4.00E-05"},{"v":4e-05,"d":"4.00E-05"},0.00032,0.00048,0.00048,0.0007,0.000766,0.0022]
["B4273","L",2.349827,-0.006921479,0.01019298,1.882454E-4,{"v":-7.784457e-06,"d":"-7.78E-06"},{"v":4.242119e-07,"d":"4.24E-07"},0,0,0,0,0,0,0,0,0,0,0.114,0.0792,0.0452,0.0227,0.0114,0.00583,2.98E-3,1.73E-3,0.00122,9.5E-4,0.000783,0.000588,0.000438,0.000331,0.000477,0.000797,1.14E-3,0.00176,0.00138,1E-3,1.01E-3,0.00122]
["B4273N","L",2.348478,-0.005702361,0.01081674,{"v":3.495967e-05,"d":"3.50E-05"},{"v":1.100208E-5,"d":"1.10E-05"},{"v":-3.94061E-7,"d":"-3.94E-07"},0,0,0,0,0,0,0,0,0,0,0.169,0.0426,0.0177,0.00773,3.63E-3,0.00185,0.0011,8.12E-4,7.54E-4,0.000693,0.000577,0.000472,3.77E-4,0.000293,0.000315,0.000412,0.000483,0.000238,0.000249,2.23E-4,2.42E-4,0.000297]
["B4846","L",2.349435,-0.008305559,0.01651116,0.0001813147,{"v":2.944473e-05,"d":"2.94E-05"},{"v":-3.400862E-7,"d":"-3.40E-07"},0,0,0,0,0,0,0,0.278,0.0781,0.0374,0.0157,0.00687,2.64E-3,1.15E-3,0.0006,0.000469,2.52E-4,0.000158,0.000158,0.000167,1.08E-4,1.07E-4,{"v":8.74e-05,"d":"8.74E-05"},{"v":6.77e-05,"d":"6.77E-05"},{"v":9.7E-5,"d":"9.70E-05"},{"v":8.76e-05,"d":"8.76E-05"},0.000187,0.000219,0.000229,0.000436,0.000512,0.00161]
["B4853","L",2.354918,-0.008540407,0.01488338,{"v":-7.178738e-05,"d":"-7.18E-05"},{"v":4.910554e-05,"d":"4.91E-05"},{"v":-1.886973E-6,"d":"-1.89E-06"},0,0,0,0,0,0,0,0,0.096,0.0317,0.0109,0.00466,0.00217,1.06E-3,0.000625,0.000483,0.000284,0.000189,0.000129,0.000128,1.08E-4,1.27E-4,1.17E-4,{"v":7.77999999999999e-05,"d":"7.78E-05"},{"v":7.77999999999999e-05,"d":"7.78E-05"},1.17E-4,0.000138,0.000199,0.000199,1.06E-3,0.000599,1.73E-3]
["B5267","L",2.377061,-0.006667104,0.0112323,0.0002814452,{"v":-1.927477e-05,"d":"-1.93E-05"},{"v":1.857631E-6,"d":"1.86E-06"},0,0,0,0,0,0,0,0,0,0,0,0.0409,0.0706,0.0264,0.0107,0.00475,0.00242,0.00145,0.00085,0.000647,0.000491,0.000392,3.01E-4,2.13E-4,0.00022,0.000274,0.000191,0.000114,1.35E-4,{"v":3.73e-05,"d":"3.73E-05"},1.16E-4,0.000287]
["B5853","L",2.383795,-0.007495765,0.01473173,{"v":0.0001865184,"d":"1.87E-04"},{"v":1.241076E-5,"d":"1.24E-05"},{"v":1.356967E-6,"d":"1.36E-06"},0,0,0,0,0,0,0,0,0,0,0,0,0,0.0835999999999999,0.0344,0.015,0.00848999999999999,0.00575,0.00383,0.00339,0.00279,0.00229,0.00179,0.00105,0.000894,0.000877,0.00098,1.97E-3,0.00202,1.74E-3,1.5E-3,1.97E-3]
["B5872","L",2.396587,-0.006529368,0.01110246,0.0001368076,{"v":-7.666316e-07,"d":"-7.67E-07"},{"v":1.504711e-07,"d":"1.50E-07"},0,0,0,0,0,0,0,0,0.0777999999999999,0.0464,0.0259,0.0138,0.00707,0.00359,1.9E-3,0.00105,0.000653,0.000489,4.26E-4,0.000396,0.000331,0.000285,0.00023,0.000169,0.000181,0.000246,0.000246,{"v":6.02E-5,"d":"6.02E-05"},{"v":6.07e-05,"d":"6.07E-05"},{"v":4.4e-05,"d":"4.40E-05"},1.54E-4,2.92E-4]
["B6461","L",2.409522,-0.009654704,0.01376812,{"v":-9.761522e-05,"d":"-9.76E-05"},{"v":4.112012e-05,"d":"4.11E-05"},{"v":-1.976844e-06,"d":"-1.98E-06"},0,0,0,0,0,0,0.103,0.0729,0.0388,0.0195,0.00901,0.00433,0.00235,1.31E-3,0.000712,0.000483,0.000274,0.000149,1.18E-4,1.18E-4,{"v":7.82e-05,"d":"7.82E-05"},{"v":2.92e-05,"d":"2.92E-05"},{"v":1.94e-05,"d":"1.94E-05"},{"v":1.93e-05,"d":"1.93E-05"},{"v":3.88e-05,"d":"3.88E-05"},0.000167,2.61E-4,0.000424,0.000467,0.000957,0.000547,0.000927]
["B6956","L",2.421423,-0.00908913299999999,0.01407378,0.0002293627,{"v":6.54601e-06,"d":"6.55E-06"},{"v":-1.461876e-07,"d":"-1.46E-07"},0,0,0,0,0,0,0,0.112,0.0579,0.0313,0.0151,0.00673,0.00341,0.00185,0.0011,0.000848,0.00053,3.3E-4,0.000218,0.000178,1.56E-4,1.07E-4,1.06E-4,{"v":6.73e-05,"d":"6.73E-05"},1.16E-4,{"v":7.74e-05,"d":"7.74E-05"},0.00013,1.17E-4,1.21E-4,0.0008,0.000421,0.00102]
["B7257","L",2.431417,-0.008347754,0.01556266,{"v":-0.0002825331,"d":"-2.83E-04"},{"v":7.20295e-05,"d":"7.20E-05"},{"v":-3.452294e-06,"d":"-3.45E-06"},0,0,0,0,0,0,0.21,0.1,0.0514,0.0237,0.00884,0.00484,0.00274,1.5E-3,0.000905,0.000666,0.00045,0.000315,3.68E-4,0.000369,0.000324,0.000257,2.04E-4,0.000131,0.000141,0.000131,0.000226,0.000282,0.00026,0.000943,0.000514,0.000789]
["B8141","L",2.443383,-0.00822532999999999,0.01958706,{"v":0.000333601,"d":"3.34E-04"},{"v":2.899713e-05,"d":"2.90E-05"},{"v":4.216579e-07,"d":"4.22E-07"},0,0,0,0,0,0,0,0,0.143,0.0365,0.0126,0.00556,0.0025,0.00119,0.000703,0.000542,0.000312,1.73E-4,0.000182,0.000182,1.11E-4,{"v":8.01e-05,"d":"8.01E-05"},{"v":5.98e-05,"d":"5.98E-05"},{"v":6.95e-05,"d":"6.95E-05"},{"v":7.94999999999999E-5,"d":"7.95E-05"},{"v":7.97e-05,"d":"7.97E-05"},1.21E-4,1.73E-4,1.83E-4,0.000354,0.000442,1.31E-3]
["B8961","L",2.48627,-0.00979076299999999,0.01434726,{"v":-2.972194E-5,"d":"-2.97E-05"},{"v":3.432458e-05,"d":"3.43E-05"},{"v":-1.673268e-06,"d":"-1.67E-06"},0,0,0,0,0,0,0.222,0.0984,0.0777,0.0436,0.0245,0.0134,0.00717,0.00399,2.15E-3,1.33E-3,0.000831,0.000472,0.00028,2.99E-4,0.000225,1.83E-4,1.21E-4,1E-4,0.000131,0.000172,0.000142,0.000289,2.99E-4,0.00146,0.000616,1.16E-3]
["B9667","L",2.512433,-0.007467449,0.01245344,{"v":0.0003194276,"d":"3.19E-04"},{"v":-2.041817e-05,"d":"-2.04E-05"},{"v":1.161398E-6,"d":"1.16E-06"},0,0,0,0,0,0,0,0,0,0.0514,0.0704999999999999,0.035,0.0174,0.00881,0.0048,0.00276,1.92E-3,0.0016,0.00155,0.00155,0.00144,1.25E-3,1.14E-3,0.000984,0.000987,1E-3,1E-3,0.000597,0.000653,0.000664,0.000786,1.08E-3]
["C0438","L",2.50598,-0.008000455,0.02207524,0.0003700964,{"v":3.616023e-05,"d":"3.62E-05"},{"v":8.858359e-07,"d":"8.86E-07"},0,0,0,0,0,0,0,0,0.234,0.0696,0.0223,0.00939,0.00437,2.15E-3,1.16E-3,0.000887,0.000441,0.000265,2.02E-4,0.00018,0.000129,0.000109,{"v":8.9e-05,"d":"8.90E-05"},{"v":8.87e-05,"d":"8.87E-05"},1.18E-4,0.000109,0.00017,2.52E-4,2.32E-4,4.37E-4,0.000518,0.00144]
["C0464","L",2.530135,-0.006767167,0.01536198,-0.000294013,{"v":6.773975e-05,"d":"6.77E-05"},{"v":-3.360667E-6,"d":"-3.36E-06"},0,0,0,0,0,0,0,0,0,0.1,0.0873,0.0591,0.0331,0.0181,0.0102,0.00588,3.64E-3,0.00255,0.00223,0.00218,1.97E-3,0.00151,0.00104,0.000353,0.000454,0.000593,0.000375,0.000364,0.000267,0.000308,0.000558,0.00138]
["C0464N","L",2.533324,-0.008168,0.012877,0.000511,{"v":-4.1E-5,"d":"-4.10E-05"},{"v":2e-06,"d":"2.00E-06"},0,0,0,0,0,0,0,0,0,0.1,0.0873,0.0591,0.0331,0.0181,0.0102,0.00588,3.64E-3,0.00255,0.00223,0.00218,1.97E-3,0.00151,0.00104,0.000353,0.000454,0.000593,0.000375,0.000364,0.000267,0.000308,0.000558,0.00138]
["C0550","L",2.5275,-0.00824759,0.0161384,{"v":0.000710762,"d":"7.11E-04"},{"v":-7.35332e-05,"d":"-7.35E-05"},{"v":6.55454e-06,"d":"6.55E-06"},0,0,0,0,0,1E-4,1E-4,1E-4,1E-4,1E-4,1E-4,1E-4,1E-4,1E-4,1E-4,1E-4,1E-4,1E-4,1E-4,1E-4,1E-4,1E-4,1E-4,1E-4,1E-4,1E-4,1E-4,1E-4,1E-4,1E-4,1E-4,1E-4]
["C0644","L",2.521757,-0.009212346,0.01947276,{"v":0.000271188,"d":"2.71E-04"},{"v":2.730732E-5,"d":"2.73E-05"},{"v":8.091127e-07,"d":"8.09E-07"},0,0,0,0,0,0,0,0,0,0,0,0.25,0.0777999999999999,0.0309,0.0127,0.00639,0.00341,1.92E-3,8.83E-4,0.000591,0.000459,0.000345,0.000248,1.21E-4,0.000141,1.21E-4,1.83E-4,0.000236,0.000236,0.000499,0.00048,0.000984]
["C0757","L",2.5392,-0.008495322,0.01618217,{"v":2.890984e-05,"d":"2.89E-05"},{"v":3.216228e-05,"d":"3.22E-05"},{"v":-1.380629e-06,"d":"-1.38E-06"},0,0,0,0,0,0,0,0,0.0559,0.0298,0.0159,0.0083,0.00432,0.00242,0.00145,0.000891,0.000619,0.00044,0.00028,2.63E-4,0.000227,1.92E-4,1.75E-4,0.00014,1.22E-4,{"v":6.96e-05,"d":"6.96E-05"},{"v":6.96e-05,"d":"6.96E-05"},{"v":8.7e-05,"d":"8.70E-05"},1.05E-4,0.00014,0.000245,0.000493]
["C0959","L",2.545544,-0.009211278,0.01549119,{"v":2.3047e-05,"d":"2.30E-05"},{"v":3.195633E-5,"d":"3.20E-05"},{"v":-1.589548E-6,"d":"-1.59E-06"},0,0,0,0,0,0.205,0.134,0.0835999999999999,0.0516,0.0308,0.0171,0.0081,0.00467,0.00251,0.00135,7.67E-4,0.000469,0.000237,{"v":8.04e-05,"d":"8.04E-05"},{"v":6.01e-05,"d":"6.01E-05"},{"v":4.97e-05,"d":"4.97E-05"},{"v":9.86e-06,"d":"9.86E-06"},{"v":9.84e-06,"d":"9.84E-06"},{"v":9.75e-06,"d":"9.75E-06"},{"v":9.81999999999999e-06,"d":"9.82E-06"},{"v":4.95e-05,"d":"4.95E-05"},0.00017,3.1E-4,0.00026,0.00061,0.00026,0.0007]
["C1344","L",2.54856,-0.01288383,0.01915087,0.0003694234,{"v":1.325016E-5,"d":"1.33E-05"},{"v":7.048619e-07,"d":"7.05E-07"},0,0,0,0,0,0,0,0.0998,0.0849,0.0551,0.0349,0.022,0.0133,0.00731,4.3E-3,0.00253,0.00153,9.59E-4,0.000449,0.000315,0.0002,0.000128,{"v":9.82e-05,"d":"9.82E-05"},{"v":6.84e-05,"d":"6.84E-05"},1.08E-4,0.000128,0.000129,0.000191,0.00017,3.32E-3,0.00135,1.99E-3]
["C1344N","L",2.547831,-0.01193729,0.01929243,3.798648E-4,{"v":8.740587e-06,"d":"8.74E-06"},{"v":6.870422e-07,"d":"6.87E-07"},0,0,0,0,0,0,0,0,0,0,0,0.0737,0.0388,0.0216,0.013,0.00835,0.00586,0.00432,0.00289,0.00227,0.00177,0.0013,0.000931,0.000432,0.000425,0.000262,2.92E-4,0.00042,0.000511,0.000801,0.000772,1.06E-3]
["C1356","L",2.557971,-0.008719624,0.01627721,{"v":8.98168e-05,"d":"8.98E-05"},{"v":2.373149e-05,"d":"2.37E-05"},{"v":-9.1064e-07,"d":"-9.11E-07"},0,0,0,0,0,0,0,0,0.3,0.0969,0.0448,0.0222,0.0105,0.00586,0.00341,0.0021,0.00137,0.000879,0.000471,0.000354,0.000284,0.000186,1.12E-4,{"v":2.01e-05,"d":"2.01E-05"},{"v":6.05E-5,"d":"6.05E-05"},1.02E-4,0.000228,0.000329,0.000361,0.000971,5.44E-4,0.000907]
["C1358","L",2.555947,-0.00911230499999999,0.01706319,-0.0003920348,{"v":8.813931e-05,"d":"8.81E-05"},{"v":-4.25741E-6,"d":"-4.26E-06"},0,0,0,0,0,0.251,0.167,0.0998,0.0629,0.0349,0.0198,0.0108,0.00624,0.0034,0.00186,0.00118,0.000759,0.00049,3.01E-4,0.000258,0.000225,0.000172,0.000141,{"v":9.98E-5,"d":"9.98E-05"},0.000141,0.000244,0.000291,0.000459,0.000556,0.00088,6.29E-4,0.000924]
["C1644","L",2.557874,-0.01396068,0.01870594,0.0005024442,{"v":-3.859905e-06,"d":"-3.86E-06"},{"v":1.447782e-06,"d":"1.45E-06"},0,0,0,0,0,0,0,0.251,0.115,0.0964,0.0623,0.0393,0.025,0.0146,0.00899999999999999,0.00512,3.16E-3,1.82E-3,0.000705,0.000347,0.000209,1.18E-4,{"v":7.8e-05,"d":"7.80E-05"},{"v":8.77e-05,"d":"8.77E-05"},0.000128,2.7E-4,0.000255,0.000349,0.000326,0.00291,1.4E-3,0.00242]
["C1755","L",2.568993,-0.00835937699999999,0.01726207,{"v":-5.856174e-05,"d":"-5.86E-05"},{"v":4.849606e-05,"d":"4.85E-05"},{"v":-2.148251E-6,"d":"-2.15E-06"},0,0,0,0,0,0,0,0.294,0.133,0.0549,0.0382,0.0186,0.00971,0.00498,0.00272,1.58E-3,0.000984,0.000583,0.000314,0.00025,1.85E-4,1.02E-4,{"v":9.1e-05,"d":"9.10E-05"},{"v":6.03e-05,"d":"6.03E-05"},1.01E-4,0.000132,1.55E-4,0.000282,2.92E-4,0.000719,0.000541,0.00102]
["C2036","L",2.553105,-0.007840342,0.02397551,4.221211E-4,{"v":3.900575e-05,"d":"3.90E-05"},{"v":1.374479E-6,"d":"1.37E-06"},0,0,0,0,0,0,0,0,0,0.12,0.0561,0.0199,0.00716,0.00367,0.00204,0.00145,0.000777,0.00044,2.34E-4,0.000181,{"v":9.93e-05,"d":"9.93E-05"},{"v":3.95e-05,"d":"3.95E-05"},{"v":2.96e-05,"d":"2.96E-05"},{"v":3.92e-05,"d":"3.92E-05"},{"v":2.94E-5,"d":"2.94E-05"},{"v":3.93E-5,"d":"3.93E-05"},{"v":9e-05,"d":"9.00E-05"},{"v":2.15e-05,"d":"2.15E-05"},{"v":3.25e-05,"d":"3.25E-05"},0.000238,0.000347,0.00151]
["C2060","L",2.582644,-0.00988724199999999,0.01612638,{"v":-1.638469E-4,"d":"-1.64E-04"},{"v":5.484031e-05,"d":"5.48E-05"},{"v":-2.636567E-6,"d":"-2.64E-06"},0,0,0,0,0,0,0.234,0.129,0.102,0.0634,0.0374,0.0219,0.0109,0.0058,0.00342,0.00203,0.00135,0.000827,0.000423,0.000291,2.13E-4,1.74E-4,1.11E-4,{"v":7.36E-5,"d":"7.36E-05"},{"v":7.38999999999999e-05,"d":"7.39E-05"},1.11E-4,0.00017,2.22E-4,0.00034,0.000737,0.000654,0.00135]
["C2353","L",2.583435,-0.009532672,0.0177772,{"v":-1.753687e-05,"d":"-1.75E-05"},{"v":4.69382e-05,"d":"4.69E-05"},{"v":-1.67228e-06,"d":"-1.67E-06"},0,0,0,0,0,0,0,0,0,0.129,0.0589,0.0281,0.0128,7.45E-3,0.00419,0.00262,1.73E-3,1.14E-3,6.6E-4,0.000494,3.59E-4,2.42E-4,0.000169,{"v":6.86E-5,"d":"6.86E-05"},1.18E-4,0.000179,0.000283,0.000382,0.000382,0.000808,0.000499,0.000902]
["C2357","L",2.587115,-0.008719797,0.01683689,{"v":-3.79062E-5,"d":"-3.79E-05"},{"v":4.421143e-05,"d":"4.42E-05"},{"v":-2.095323e-06,"d":"-2.10E-06"},0,0,0,0,0,0,0,0,0.109,0.0697,0.0319,0.0166,0.00852999999999999,0.00495,0.00288,1.81E-3,0.0012,0.000863,5.8E-4,4.84E-4,0.000402,0.00026,2.05E-4,{"v":9.1e-05,"d":"9.10E-05"},1.22E-4,0.000132,0.000249,0.000382,0.000382,0.00093,0.000545,0.000979]
["C2358","L",2.589542,-0.01021976,0.01652687,{"v":-9.55957e-05,"d":"-9.56E-05"},{"v":5.016549e-05,"d":"5.02E-05"},{"v":-2.306951e-06,"d":"-2.31E-06"},0,0,0,0,0,0,0,0.294,0.104,0.0511,0.0253,0.012,0.00682,0.00371,0.00218,0.00136,0.000927,0.000659,0.000454,0.000451,0.000371,2.81E-4,0.000206,1.01E-4,0.000142,1.84E-4,0.000249,0.00036,0.000361,0.000957,0.000535,0.000933]
["C2447","L",2.584879,-0.01147565,0.01776183,6.726608E-4,{"v":-3.494029e-05,"d":"-3.49E-05"},{"v":3.056775e-06,"d":"3.06E-06"},0,0,0,0,0,0,0,0,0,0.148,0.0472,0.0207,0.0103,0.00607,3.81E-3,0.00245,1.65E-3,0.00111,0.000648,0.000424,0.000258,0.000142,{"v":9.01e-05,"d":"9.01E-05"},{"v":1.97e-05,"d":"1.97E-05"},{"v":2.96e-05,"d":"2.96E-05"},{"v":4.95e-05,"d":"4.95E-05"},{"v":8.03E-5,"d":"8.03E-05"},1.83E-4,1.93E-4,1.08E-3,0.000471,0.000927]
["C2636","L",2.570149,-0.007990901,0.02458878,0.0004526443,{"v":4.371418e-05,"d":"4.37E-05"},{"v":1.201553E-6,"d":"1.20E-06"},0,0,0,0,0,0,0,0,0,0.134,0.0523,0.0187,6.96E-3,0.00357,1.97E-3,0.00137,0.000846,0.000598,0.000431,0.000409,0.000345,2.92E-4,0.000239,0.000208,0.000218,0.000179,0.000229,2.61E-4,2.41E-4,4.57E-4,0.000509,1.5E-3]
["C3735","L",2.602936,-0.00851433,0.02489508,0.0006456779,{"v":1.552327e-05,"d":"1.55E-05"},{"v":2.929923e-06,"d":"2.93E-06"},0,0,0,0,0,0,0,0,0,0.1,0.0554,0.0219,0.00835,0.00446,0.00239,0.00153,0.000873,0.000534,0.000318,0.000244,0.00017,0.000119,{"v":8.9e-05,"d":"8.90E-05"},1.08E-4,1.08E-4,0.000119,{"v":9.89e-05,"d":"9.89E-05"},0.000159,0.00017,0.000365,0.000333,0.00113]
["C3842","L",2.621414,-0.0127992,0.02104769,0.000491722,{"v":2.929486e-06,"d":"2.93E-06"},{"v":1.026229E-6,"d":"1.03E-06"},0,0,0,0,0,0,0,0,0,0.0889,0.0347,0.0187,0.0104,0.00601,0.00367,0.00236,1.67E-3,0.00122,0.000815,0.00061,0.000447,0.000325,2.12E-4,{"v":7.81e-05,"d":"7.81E-05"},{"v":8.13e-05,"d":"8.13E-05"},{"v":6.46e-05,"d":"6.46E-05"},{"v":9.72999999999999e-05,"d":"9.73E-05"},0.000236,0.000302,0.000721,0.000616,0.000924]
["C3956","L",2.636222,-0.009180804,0.01717111,1.84909E-4,{"v":1.629211E-5,"d":"1.63E-05"},{"v":-5.807431e-07,"d":"-5.81E-07"},0,0,0,0,0,0.157,0.102,0.0714,0.049,0.0309,0.0198,0.00978,0.00582,3.48E-3,1.97E-3,0.0012,0.000806,0.000548,3.01E-4,2.04E-4,0.000131,{"v":7.99e-05,"d":"7.99E-05"},{"v":4.96e-05,"d":"4.96E-05"},{"v":1.97e-05,"d":"1.97E-05"},{"v":2.95e-05,"d":"2.95E-05"},{"v":2.97E-5,"d":"2.97E-05"},0.0002,0.000268,0.000276,0.000338,0.000441,1.01E-3]
["C4160","L",2.647431,-0.01116017,0.01606897,{"v":6.27946e-05,"d":"6.28E-05"},{"v":2.731597e-05,"d":"2.73E-05"},{"v":-1.290195E-6,"d":"-1.29E-06"},0,0,0,0,0,0.294,0.208,0.147,0.103,0.0631,0.0395,0.0232,0.0132,0.00752,0.00442,0.00274,1.82E-3,0.0013,0.000896,0.000782,0.000637,0.000509,0.000366,0.00028,0.00028,2.7E-4,0.000305,0.000338,0.000256,0.000516,0.000393,0.000917]
["C4258","L",2.651166,-0.009932739,0.01693359,{"v":4.010684e-05,"d":"4.01E-05"},{"v":3.270216e-05,"d":"3.27E-05"},{"v":-1.503059E-6,"d":"-1.50E-06"},0,0,0,0,0,0,0,0,0,0.0685,0.0437,0.0244,0.0133,6.94E-3,0.00361,0.00188,1.16E-3,0.0007,0.0006,0.00046,3.3E-4,2.9E-4,0.00022,0.00019,0.00019,0.00013,0.00054,3.5E-4,3.5E-4,0.00059,2.9E-4,0.00083]
["C4834","L",2.634206,-0.007896672,0.02779654,{"v":1.370682E-4,"d":"1.37E-04"},{"v":0.000122103,"d":"1.22E-04"},{"v":-3.36448E-6,"d":"-3.36E-06"},0,0,0,0,0,0,0,0,0,0.24,0.075,0.031,0.0101,0.00544,0.00303,0.00201,1.23E-3,0.000756,4.64E-4,3.1E-4,2.13E-4,0.000141,1.1E-4,{"v":9.91e-05,"d":"9.91E-05"},{"v":8.92E-5,"d":"8.92E-05"},0.000119,2.22E-4,2.43E-4,0.000244,5.44E-4,0.000624,0.00155]
["C4846","L",2.657159,-0.01113268,0.02015912,0.0003423369,{"v":1.914063E-5,"d":"1.91E-05"},{"v":3.44273e-07,"d":"3.44E-07"},0,0,0,0,0,0,0,0,0,0.275,0.0931,0.0414,0.0224,0.0126,0.0081,0.00524,3.64E-3,0.00277,0.00152,1.08E-3,7.76E-4,0.000472,0.00028,1.1E-4,0.000131,0.000141,2.03E-4,0.000247,0.000277,7.36E-4,4.44E-4,0.00073]
["C5139","L",2.652565,-0.00892928,0.02411535,0.0003228176,{"v":4.453741e-05,"d":"4.45E-05"},{"v":7.607258e-07,"d":"7.61E-07"},0,0,0,0,0,0,0,0,0,0,0.17,0.0613,0.0283,0.013,0.00733,0.00465,0.00294,0.00196,0.00102,0.000682,0.000479,3.21E-4,2.14E-4,1.1E-4,1.2E-4,0.00014,0.000171,2.43E-4,0.000253,0.000943,0.000569,0.000979]
["C5156","L",2.678124,-0.01121625,0.01710675,0.0002803653,{"v":1.769016e-06,"d":"1.77E-06"},{"v":1.813314e-07,"d":"1.81E-07"},0,0,0,0,0,0,0,0,0,0,0.105,0.0605,0.0319,0.0182,0.00967999999999999,0.00575,3.29E-3,2E-3,0.00137,0.000877,0.00048,1.74E-4,{"v":8.69e-05,"d":"8.69E-05"},{"v":4.35E-5,"d":"4.35E-05"},{"v":1.74e-05,"d":"1.74E-05"},{"v":1.74e-05,"d":"1.74E-05"},0.00022,0.00022,2.24E-4,0.00047,0.00036,0.000651]
["C5258","L",2.682546,-0.01199166,0.0162231,{"v":2.908079E-4,"d":"2.91E-04"},{"v":-3.096115e-06,"d":"-3.10E-06"},{"v":2.727065e-07,"d":"2.73E-07"},0,0,0,0,0,0.275,0.2,0.151,0.0917,0.0592,0.0359,0.0212,0.0119,0.00686,0.0039,0.00225,0.00136,0.000886,0.000493,0.000423,0.000331,0.000235,0.000171,{"v":9.99e-05,"d":"9.99E-05"},0.00014,0.000131,2.04E-4,0.000227,0.000257,0.000434,0.000366,0.000689]
["C5540","L",2.674716,-0.01405317,0.02270677,0.0005537158,{"v":1.21796e-05,"d":"1.22E-05"},{"v":1.432291E-6,"d":"1.43E-06"},0,0,0,0,0,0,0,0,0.117,0.0821,0.0601,0.039,0.0244,0.0147,0.00864,0.00518,0.00301,1.89E-3,0.000799,0.000423,0.000235,1.2E-4,{"v":6.93e-05,"d":"6.93E-05"},{"v":3.92e-05,"d":"3.92E-05"},{"v":3.92e-05,"d":"3.92E-05"},{"v":8.89e-05,"d":"8.89E-05"},{"v":8.94e-05,"d":"8.94E-05"},{"v":4.98e-05,"d":"4.98E-05"},{"v":5.96e-05,"d":"5.96E-05"},0.00113,0.000599,0.00121]
["C5757","L",2.698887,-0.01058802,0.01741114,{"v":0.0001461034,"d":"1.46E-04"},{"v":1.970273e-05,"d":"1.97E-05"},{"v":-7.638269e-07,"d":"-7.64E-07"},0,0,0,0,0,0,0.267,0.185,0.119,0.0721,0.0462,0.027,0.0154,0.00835999999999999,0.00471,0.00267,1.73E-3,0.00113,0.0007,0.000609,0.000489,3.39E-4,0.000208,{"v":9.16e-05,"d":"9.16E-05"},0.000132,1.64E-4,0.000187,2.42E-4,0.000262,0.000375,0.000384,0.000759]
["C5851","L",2.694059,-0.00969886,0.02072662,{"v":-2.251268E-4,"d":"-2.25E-04"},{"v":8.322174e-05,"d":"8.32E-05"},{"v":-3.522428e-06,"d":"-3.52E-06"},0,0,0,0,0,0,0,0,0.234,0.0827,0.0391,0.0194,0.0111,0.00614,0.00359,0.00222,1.39E-3,0.000972,0.000645,0.000474,0.000332,0.000198,{"v":8.8e-05,"d":"8.80E-05"},{"v":9.69e-06,"d":"9.69E-06"},{"v":5.88e-05,"d":"5.88E-05"},{"v":4.91e-05,"d":"4.91E-05"},{"v":9.93e-05,"d":"9.93E-05"},0.000182,1.92E-4,0.000344,0.000343,0.000652]
["C6733","L",2.693063,-0.008394417,0.02818001,{"v":0.0007481013,"d":"7.48E-04"},{"v":2.243657e-05,"d":"2.24E-05"},{"v":3.760331E-6,"d":"3.76E-06"},0,0,0,0,0,0,0,0,0,0,0.126,0.0529,0.0222,0.00976999999999999,0.00593,3.98E-3,0.00252,1.58E-3,0.000855,0.000554,0.00032,0.000219,0.000124,{"v":8.12e-05,"d":"8.12E-05"},{"v":8.12e-05,"d":"8.12E-05"},{"v":8.12e-05,"d":"8.12E-05"},0.000143,0.000186,0.000196,0.000496,4.95E-4,0.0013]
["C6748","L",2.717295,-0.007780787,0.021028,1.932286E-4,{"v":3.187052e-05,"d":"3.19E-05"},{"v":-4.852439e-07,"d":"-4.85E-07"},0,0,0,0,0,0,0,0,0,0,0.1,0.0799,0.0379,0.0188,0.00807,0.00437,2.47E-3,0.00138,0.000579,3.57E-4,0.000237,0.000142,1.2E-4,{"v":3.98e-05,"d":"3.98E-05"},{"v":8.98e-05,"d":"8.98E-05"},0.00014,1.92E-4,2.05E-4,0.000215,0.000369,3.79E-4,0.000781]
["C7047","L",2.72777,-0.00948969499999999,0.02107557,0.0003589883,{"v":1.356457E-5,"d":"1.36E-05"},{"v":4.802913e-07,"d":"4.80E-07"},0,0,0,0,0,0,0,0,0,0.116,0.0722,0.0326,0.0163,0.00769,0.00431,0.00272,1.74E-3,0.0012,0.000739,0.000542,0.000412,0.000269,1.84E-4,0.000151,0.000172,0.000162,2.14E-4,0.000227,2.05E-4,0.000423,0.000369,0.000777]
["C7232","L",2.707909,-0.007977969,0.02992404,0.0005276757,{"v":6.291385e-05,"d":"6.29E-05"},{"v":1.845245e-06,"d":"1.85E-06"},0,0,0,0,0,0,0,0,0,0.3,0.127,0.0578,0.0262,0.0135,0.00744,4.64E-3,0.00287,1.74E-3,0.000869,0.000586,3.77E-4,0.000225,0.000152,{"v":9.01e-05,"d":"9.01E-05"},{"v":9.01e-05,"d":"9.01E-05"},{"v":4.98e-05,"d":"4.98E-05"},{"v":9e-05,"d":"9.00E-05"},{"v":3.79E-5,"d":"3.79E-05"},{"v":4.4e-05,"d":"4.40E-05"},0.000294,0.000303,0]
["C7856","L",2.763817,-0.01192008,0.01878955,0.0001222442,{"v":2.515635e-05,"d":"2.52E-05"},{"v":-9.483267e-07,"d":"-9.48E-07"},0,0,0,0,0,0.205,0.17,0.0939,0.0639,0.0435,0.0264,0.0157,0.00984999999999999,0.00583,3.31E-3,1.97E-3,0.00121,0.000818,0.000497,4.84E-4,0.000324,0.000238,0.000132,{"v":7.04e-05,"d":"7.04E-05"},0.000132,1.21E-4,0.000277,0.000298,0.000288,0.000577,0.000608,0.000997]
["C8931","L",2.757553,-0.00840260399999999,0.03096112,0.0008979068,{"v":2.139455E-5,"d":"2.14E-05"},{"v":4.900193e-06,"d":"4.90E-06"},0,0,0,0,0,0,0,0,0,0,0.094,0.0714999999999999,0.0378,0.021,0.0121,0.00757,0.00455,0.00285,0.00128,0.000688,3.86E-4,0.000209,1.34E-4,{"v":8.12e-05,"d":"8.12E-05"},1.12E-4,1.12E-4,2.05E-4,0.000217,0.000227,0.000438,4.37E-4,0.00113]
["C9050","L",2.79279,-0.01004826,0.02050424,0.0005112493,{"v":-1.389281e-05,"d":"-1.39E-05"},{"v":1.201821E-6,"d":"1.20E-06"},0,0,0,0,0,0.294,0.216,0.167,0.11,0.073,0.046,0.0276,0.016,0.00823,4.64E-3,0.00275,0.00169,1.17E-3,0.00064,0.000474,3.59E-4,0.00028,1.95E-4,1.22E-4,1.73E-4,0.000132,0.00026,0.000248,0.000221,0.000249,0.000293,0.000742]
["C9055","L",2.804081,-0.01134719,0.02040144,-0.000130575,{"v":6.370289e-05,"d":"6.37E-05"},{"v":-2.903462E-6,"d":"-2.90E-06"},0,0,0,0,0,0,0.273,0.134,0.126,0.0898,0.0588,0.0359,0.0196,0.0105,0.00606,0.00358,0.0021,0.00138,0.000747,0.000593,0.000421,0.000324,0.000217,0.000139,0.000153,0.000177,0.00019,1.06E-4,{"v":7.8e-05,"d":"7.80E-05"},0.000322,0.000325,0.000771]
["C9736","L",2.795566,-0.01331475,0.0276562,0.0004783757,{"v":5.11372e-05,"d":"5.11E-05"},{"v":5.98958e-07,"d":"5.99E-07"},0,0,0,0,0,0,0,0,0,0.233,0.103,0.0641999999999999,0.0401,0.0238,0.0146,0.0091,0.0054,0.00345,1.42E-3,0.000757,4.66E-4,2.99E-4,2.04E-4,1.22E-4,0.000132,1.64E-4,0.000229,0.000219,0.000187,6.02E-4,0.000436,0.000886]
["C9755","L",2.826184,-0.01372698,0.01991355,{"v":-5.69018e-05,"d":"-5.69E-05"},{"v":5.608748E-5,"d":"5.61E-05"},{"v":-2.66032e-06,"d":"-2.66E-06"},0,0,0,0,0,0.148,0.13,0.0877,0.0645,0.0429,0.0285,0.0176,0.0108,0.00698,0.00405,0.00268,1.73E-3,0.0012,7.76E-4,0.000563,0.000451,0.000305,0.000207,1.85E-4,1.95E-4,1.54E-4,0.000216,0.000196,0.000216,0.000393,0.000413,0.000802]
["C9756","L",2.828088,-0.01430912,0.01890513,{"v":0.0001704879,"d":"1.70E-04"},{"v":2.209305E-5,"d":"2.21E-05"},{"v":-9.54364e-07,"d":"-9.54E-07"},0,0,0,0,0,0.0716,0.0653,0.0544,0.0473,0.0267,0.0177,0.0112,0.00715,0.00432,0.0025,1.57E-3,1E-3,0.000779,0.000502,0.000384,0.000283,1.75E-4,{"v":8.15e-05,"d":"8.15E-05"},1.12E-4,1.74E-4,{"v":9.15e-05,"d":"9.15E-05"},{"v":3.06e-05,"d":"3.06E-05"},{"v":9.19e-05,"d":"9.19E-05"},1.13E-4,0.000411,0.000351,0.000786]
["C9930","L",2.789053,-0.009646986,0.03023605,{"v":1.790062E-3,"d":"1.79E-03"},{"v":-1.12643E-4,"d":"-1.13E-04"},{"v":1.449536e-05,"d":"1.45E-05"},0,0,0,0,0,0,0,0,0,0,0,0,0.273,0.0772999999999999,0.0354,0.0123,0.00542,0.00246,0.000698,0.000305,1.84E-4,1.01E-4,{"v":5.04e-05,"d":"5.04E-05"},{"v":6.01e-05,"d":"6.01E-05"},{"v":6.02E-5,"d":"6.02E-05"},{"v":5.03e-05,"d":"5.03E-05"},1.11E-4,1.63E-4,1.94E-4,0.000393,0.000414,0.00103]
["D0141","L",2.820816,-0.009366321,0.02568056,0.0003830284,{"v":3.711992e-05,"d":"3.71E-05"},{"v":7.579796e-07,"d":"7.58E-07"},0,0,0,0,0,0,0,0,0,0,0,0.0949,0.0469,0.0239,0.0134,0.00842,0.00566,0.00395,0.00226,0.00153,1.09E-3,0.00072,0.000481,0.000268,0.000238,0.00025,0.000295,3.3E-4,0.000308,4.35E-4,3.77E-4,0.000549]
["D1354","L",2.877244,-0.01372709,0.0208843,{"v":4.894506e-05,"d":"4.89E-05"},{"v":4.529508e-05,"d":"4.53E-05"},{"v":-2.024508e-06,"d":"-2.02E-06"},0,0,0,0,0,0.109,0.0851,0.0721,0.0522,0.0358,0.0228,0.0142,0.00823,0.00492,2.96E-3,1.75E-3,1.17E-3,0.000824,0.000551,4.44E-4,0.000296,0.000219,1.64E-4,1.02E-4,0.000143,1.12E-4,1.44E-4,0.000186,0.000216,0.000442,0.000373,0.000865]
["D1729","L",2.846384,-0.009696062,0.03169791,0.001986255,-1.314082E-4,{"v":1.660087E-5,"d":"1.66E-05"},0,0,0,0,0,0,0,0,0,0,0,0,0.3,0.0935,0.0405,0.0162,0.00619,2.99E-3,0.000924,0.000439,0.000259,1.84E-4,1.22E-4,1.21E-4,1.21E-4,{"v":9.09E-5,"d":"9.09E-05"},2.04E-4,1.64E-4,1.64E-4,0.000315,0.000307,0.000798]
["D1748","L",2.881263,-0.01067359,0.02358853,0.0001469901,{"v":4.445087e-05,"d":"4.45E-05"},{"v":-1.315577e-06,"d":"-1.32E-06"},0,0,0,0,0,0,0,0,0,0.0903,0.0819,0.0466,0.0243,0.0137,0.00761,0.00452,0.0029,1.98E-3,0.00111,0.000917,0.000649,0.000493,0.000313,0.000246,0.000268,0.000267,0.000411,0.000302,3.01E-4,0.00053,0.000481,0.000643]
["D1748L","L",2.881263,-0.01067359,0.02358853,0.0001469901,{"v":4.445087e-05,"d":"4.45E-05"},{"v":-1.315577e-06,"d":"-1.32E-06"},0,0,0,0,0,0,0,0,0,0.0903,0.0819,0.0466,0.0243,0.0137,0.00761,0.00452,0.0029,1.98E-3,0.00111,0.000917,0.000649,0.000493,0.000313,0.000246,0.000268,0.000267,0.000411,0.000302,3.01E-4,0.00053,0.000481,0.000643]
["D2050","L",2.895596,-0.01254631,0.02238463,0.0001886262,{"v":3.29758e-05,"d":"3.30E-05"},{"v":-1.100849E-6,"d":"-1.10E-06"},0,0,0,0,0,0.184,0.142,0.112,0.0815,0.0572,0.0357,0.0212,0.0125,0.00764,0.00453,2.66E-3,0.00169,1.15E-3,0.000722,0.000592,0.000445,3.19E-4,2.41E-4,1.45E-4,1.45E-4,0.000197,2.31E-4,0.000273,2.61E-4,0.000468,0.000498,0.00082]
["D2338","L",2.88687,-0.009340611,0.02711197,1.083323E-3,{"v":-5.774529e-05,"d":"-5.77E-05"},{"v":7.860356e-06,"d":"7.86E-06"},0,0,0,0,0,0,0,0,0,0,0,0.252,0.0937999999999999,0.0505,0.0295,0.0191,0.0126,0.00859,0.00466,0.00303,0.00203,1.31E-3,0.000821,0.000306,0.000307,0.000288,0.000298,0.000335,0.000334,4.35E-4,0.000447,0.000691]
["D2828","L",2.877252,-0.00973390499999999,0.0338587,0.002008282,-1.238221E-4,{"v":1.741512E-5,"d":"1.74E-05"},0,0,0,0,0,0,0,0,0,0,0,0,0,0.097,0.067,0.0267,0.01,0.00472,1.42E-3,0.000681,4.15E-4,0.000271,1.65E-4,{"v":8.11e-05,"d":"8.11E-05"},{"v":4.04e-05,"d":"4.04E-05"},{"v":4.04e-05,"d":"4.04E-05"},0.00013,0.000129,{"v":9.36e-05,"d":"9.36E-05"},0.000149,0.000265,0.000945]
["D3128","L",2.883543,-0.007667761,0.03716982,0.0009549979,{"v":3.962627e-05,"d":"3.96E-05"},{"v":8.46820899999999e-06,"d":"8.47E-06"},0,0,0,0,0,0,0,0,0,0,0,0,0,0,0.0665,0.0252,0.0104,0.0048,0.00146,0.000694,4.44E-4,0.000305,0.000277,0.000208,1.84E-4,1.83E-4,1.93E-4,0.000262,0.000422,0.000587,0.000686,0.00122]
["D3426","L",2.890098,-0.01076833,0.03533001,0.002483705,-0.0001886188,{"v":2.631591e-05,"d":"2.63E-05"},0,0,0,0,0,0,0,0,0,0,0,0,0,0,0.249,0.112,0.0543,0.0258,0.00993,0.00516,0.00334,0.0022,1.42E-3,0.000423,0.000286,0.00023,1.76E-4,0.000196,0.000196,0.000373,0.000411,1.16E-3]
["D3451","L",2.942761,-0.01350739,0.02208144,0.0003263782,{"v":1.118264E-5,"d":"1.12E-05"},{"v":-5.22989e-08,"d":"-5.23E-08"},0,0,0,0,0,0.182,0.124,0.102,0.0779,0.0537,0.0364,0.0224,0.0142,0.00937,0.00556,0.00353,0.0024,0.00169,0.00111,0.000939,0.000697,0.000546,3.28E-4,0.000229,0.000293,0.000229,0.000294,0.000293,2.92E-4,0.000474,4.95E-4,0.000769]
["D4028","L",2.916402,-0.01093343,0.03325251,0.002658375,-0.0002179162,{"v":2.338839e-05,"d":"2.34E-05"},0,0,0,0,0,0,0,0,0,0,0,0,0,0.178,0.0722,0.0295,0.0133,0.00621,0.00177,0.000763,0.000429,0.000251,0.000207,1.12E-4,1.12E-4,0.000133,1.74E-4,0.000237,0.000237,0.000456,0.000413,0.000891]
["D4445","L",2.967343,-0.0127323,0.02609518,0.0002190532,{"v":4.98567E-5,"d":"4.99E-05"},{"v":-6.480888e-07,"d":"-6.48E-07"},0,0,0,0,0,0,0,0,0,0,0.215,0.0839,0.0417,0.0218,0.0107,0.00636,0.00393,0.00252,0.00128,0.000804,0.000528,0.000356,0.000207,{"v":6.38e-05,"d":"6.38E-05"},0.000128,0.000153,0.00022,2.14E-4,1.64E-4,0.000226,2.52E-4,0.000565]
["D5627","L",2.962577,-0.0103247,0.03596929,0.002380363,-1.607898E-4,{"v":2.087698e-05,"d":"2.09E-05"},0,0,0,0,0,0,0,0,0,0,0,0,0.291,0.219,0.0761,0.0309,0.012,0.00582,0.00161,0.000683,0.000362,2.04E-4,0.000159,{"v":7.37e-05,"d":"7.37E-05"},{"v":6.31e-05,"d":"6.31E-05"},{"v":9.5e-05,"d":"9.50E-05"},1.27E-4,0.000139,0.000149,0.000297,0.000285,0.000604]
["D6227","L",2.981554,-0.0105293,0.03695155,0.0026283,-0.0001946035,{"v":2.372572E-5,"d":"2.37E-05"},0,0,0,0,0,0,0,0,0,0,0,0,0,0.1,0.0714999999999999,0.0266,0.0108,0.00471,0.00127,0.00051,0.000266,0.000167,0.000124,{"v":4.09e-05,"d":"4.09E-05"},{"v":5.11e-05,"d":"5.11E-05"},1.13E-4,{"v":7.19e-05,"d":"7.19E-05"},1.55E-4,1.66E-4,0.000265,0.000276,0.000608]
["D8525","L",3.057214,-0.01280241,0.03665595,{"v":0.003897248,"d":"3.90E-03"},{"v":-0.0003724495,"d":"-3.72E-04"},{"v":3.864819E-5,"d":"3.86E-05"},0,0,0,0,0,0,0,0,0,0,0,0,0,0,0,0.177,0.068,0.0271,6.45E-3,0.00242,0.00126,0.000709,0.000422,1.75E-4,0.00014,1.05E-4,1.22E-4,1.75E-4,1.75E-4,2.63E-4,0.00044,0.000709]
["D8526","L",3.053982,-0.01079434,0.03961831,2.919793E-3,-2.138191E-4,{"v":2.680028E-5,"d":"2.68E-05"},0,0,0,0,0,0,0,0,0,0,0,0,0,0.292,0.101,0.0391,0.0163,0.00753,1.97E-3,0.00074,0.000364,0.00023,1.55E-4,1.02E-4,1.02E-4,1.13E-4,0.000186,0.000197,0.000208,0.000351,0.000361,0.000653]
["D8847","L",3.12088,-0.01456436,0.02715938,0.0001311406,{"v":6.110826e-05,"d":"6.11E-05"},{"v":-2.255539e-06,"d":"-2.26E-06"},0,0,0,0,0,0,0,0,0.233,0.109,0.075,0.0466,0.0276,0.0166,0.00950999999999999,5.96E-3,0.00394,0.00276,0.00161,0.00119,8.52E-4,0.000646,0.000411,0.000253,0.00034,0.000253,0.000373,0.000318,0.000316,0.000439,0.00045,0.00081]
["D9643","L",3.141405,-0.01312717,{"v":0.02935963,"d":"2.94E-02"},{"v":3.899121E-4,"d":"3.90E-04"},{"v":4.926795E-5,"d":"4.93E-05"},{"v":-1.00842e-06,"d":"-1.01E-06"},0,0,0,0,0,0,0,0,0,0,0.0685,0.0384,0.0221,0.0135,0.00838,0.0052,0.00336,0.0022,1.16E-3,0.000786,0.00056,0.000273,0.000133,{"v":4e-05,"d":"4.00E-05"},{"v":4e-05,"d":"4.00E-05"},{"v":4e-05,"d":"4.00E-05"},{"v":4e-05,"d":"4.00E-05"},0.0002,0.00021,0.00024,3.3E-4,0.00061]
["E0046","L",3.16024,-0.01490246,0.02775405,0.0004661591,{"v":2.569664E-5,"d":"2.57E-05"},{"v":-2.956416E-7,"d":"-2.96E-07"},0,0,0,0,0,0,0.108,0.0999,0.0874,0.0743999999999999,0.0576,0.0382,0.0235,0.0147,0.00837,0.00506,0.00321,0.00222,1.42E-3,1.17E-3,0.000841,0.000566,0.000371,0.000313,0.000538,0.000323,4.08E-4,0.000148,1.05E-4,0.000316,3.39E-4,0.000635]
["E0347","L",3.171708,-0.01448388,0.0275632,0.000424925,{"v":3.101959e-05,"d":"3.10E-05"},{"v":-7.418161E-7,"d":"-7.42E-07"},0,0,0,0,0,0,0,0.154,0.117,0.0818,0.0535,0.0298,0.0182,0.011,6.96E-3,0.00409,0.00262,0.00202,1.07E-3,0.000673,0.00044,0.000351,0.000333,0.000227,1.22E-4,{"v":8.71e-05,"d":"8.71E-05"},{"v":8.71e-05,"d":"8.71E-05"},{"v":6.96e-05,"d":"6.96E-05"},{"v":6.96e-05,"d":"6.96E-05"},{"v":8.71e-05,"d":"8.71E-05"},{"v":8.71e-05,"d":"8.71E-05"},0.000709]
["E0525","L",3.118458,-0.01049513,0.0420297,0.002946385,-1.971788E-4,{"v":2.63318e-05,"d":"2.63E-05"},0,0,0,0,0,0,0,0,0,0,0,0,0,0.141,0.0513,0.0206,0.00972,0.00558,0.00193,0.000855,0.000479,0.000342,0.000206,1.07E-4,0.000149,0.00016,{"v":9e-05,"d":"9.00E-05"},{"v":9.8e-05,"d":"9.80E-05"},0.000131,0.000258,{"v":8.77e-05,"d":"8.77E-05"},4.46E-4]
["E3730","L",3.246553,-0.01310558,0.03964504,0.002004431,-1.085524E-4,{"v":1.903922E-5,"d":"1.90E-05"},0,0,0,0,0,0,0,0,0,0,0,0,0.247,0.1,0.0494,0.0266,0.0155,0.0114,6.11E-3,0.00391,0.00275,2E-3,0.00145,0.000691,0.000499,0.000327,2.14E-4,2.03E-4,2.13E-4,0.000315,0.000384,0.000636]
["E6540","L",3.373268,-0.012035,0.03557842,5.82926E-4,{"v":4.721353E-5,"d":"4.72E-05"},{"v":2.157107e-07,"d":"2.16E-07"},0,0,0,0,0,0,0,0,0,0,0,0.106,0.0725,0.0387,0.0211,0.0116,0.00724,0.0046,0.00243,1.8E-3,1.31E-3,9.01E-4,0.000586,0.000305,4.46E-4,2.92E-4,0.000413,1.17E-4,1.17E-4,1.95E-4,0.000284,0.000363]
["E7838","L",3.417666,-0.01532083,{"v":0.03700616,"d":"3.70E-02"},{"v":0.0007528978,"d":"7.53E-04"},{"v":3.72463e-05,"d":"3.72E-05"},{"v":1.567342e-06,"d":"1.57E-06"},0,0,0,0,0,0,0,0,0,0,0,0,0.0638,0.0374,0.0202,0.0115,0.00704,0.00458,0.00242,1.5E-3,0.0011,0.0008,0.0005,1.1E-4,1.1E-4,{"v":4e-05,"d":"4.00E-05"},{"v":4e-05,"d":"4.00E-05"},{"v":6.6e-05,"d":"6.60E-05"},{"v":1.1E-5,"d":"1.10E-05"},{"v":6.6e-05,"d":"6.60E-05"},1.73E-4,0.000493]

{"sheet":"Corning","index":5,"n_rows":9,"n_cols":47,"rows_kept":9}
["Name","Eqn","A1","A2","A3","A4","A5","A6","A7","A8","A9","A10","t (mm)",170,180,190,200,210,220,230,240,250,260,270,280,290,300,310,320,334,350,365,370,380,390,400,436,460,500,546,580,620,660,700,1060,1530,2500]
[505665,"L",2.2373102,-9.0543789E-3,0.010439112,{"v":9.6217797e-05,"d":"9.62E-05"},0,0,0,0,0,0]
[511635,"L",2.2545415,-0.010292975,0.010743198,0.00014676283,0,0,0,0,0,0]
[517645,"L",2.2687036,-0.0063106602,0.012048135,{"v":9.9200801e-06,"d":"9.92E-06"},0,0,0,0,0,0]
[786255,"L",3.1004882,-0.053330404,0.025719126,0.0040717665,0,0,0,0,0,0]
["FSV","L",2.104579,-0.009524805,0.008501719,0.0001624821,{"v":-8.132751e-06,"d":"-8.13E-06"},{"v":4.507602e-07,"d":"4.51E-07"},0,0,0,0]
["HPFS7979","S",0.03550277875,-0.004826183477,0.7353314506999999,0.005808687673,0.3334560303,0.01399572492,0.9269506614,101.2182926,0,0,10,0.998,0.998,0.998,0.998,0.998,0.998,0.998,0.998,0.998,0.998,0.998,0.998,0.998,0.998,0.998,0.998,0.998,0.998,0.998,0.998,0.998,0.998,0.998,0.998,0.999,0.999,0.999,0.999,0.999,0.999,0.999,0.999,0.999,0.998]
["HPFS7980","S",0.683740494,0.00460352869,0.420323613,0.0133968856,0.58502748,64.4932732,0,0,0,0,10,0.915,0.931,0.948,0.965,0.981,0.993,0.994,0.995,0.996,0.997,0.998,0.998,0.998,0.998,0.998,0.998,0.998,0.998,0.998,0.998,0.998,0.998,0.998,0.998,0.998,0.998,0.998,0.998,0.998,0.998,0.993,0.996,0.997]
["HPFS8655","S",0.03550277875,-0.004826183477,0.7353314506999999,0.005808687673,0.3334560303,0.01399572492,0.9269506614,101.2182926,0,0,10,0.997,0.998,0.999,0.999,0.999,0.999,0.999,0.999,0.999,0.999,0.999,0.999,0.999,0.999,0.999,0.999,0.999,0.999,0.999,0.999,0.999,0.999,0.999]

{"sheet":"Heraeus","index":6,"n_rows":17,"n_cols":55,"rows_kept":17}
["Name","Eqn","A1","A2","A3","A4","A5","A6","A7","A8","A9","A10","t (mm)",165,170,180,190,200,210,220,230,240,250,260,280,300,500,700,1000,1300,1380,1500,1800,2000,2100,2150,2210,2250,2300,2350,2400,2450,2500,2550,2600,2650,2700,2800,2850,2900,2950,3000,3050,3130,3130]
["HERASIL102","S",0.674216408,4.51245593E-3,{"v":0.430094364,"d":"4.30E-01"},{"v":0.0133261573,"d":"1.33E-02"},{"v":0.900953046,"d":"9.01E-01"},98.5554111,0,0,0,0,10,0.437,0.746,0.887,0.924,0.947,0.975,0.988,0.983,0.975,0.985,0.996,1,1,1,1,1,1,0.982,1,1,0.999,0.997,0.993,0.934,0.953,0.981,0.989,0.987,0.978,0.964,0.935,0.905,0.857,0.121,0.767,0.324,0.696,0.826,0.852,0.854,0.859,0.858]
["HOMOSIL101","S",0.674216408,4.51245593E-3,0.430094364,0.0133261573,0.900953046,98.5554111,0,0,0,0,10,0.437,0.746,0.887,0.924,0.947,0.975,0.988,0.983,0.975,0.985,0.996,1,1,1,1,1,1,0.982,1,1,0.999,0.997,0.993,0.934,0.953,0.981,0.989,0.987,0.978,0.964,0.935,0.905,0.857,0.121,0.767,0.324,0.696,0.826,0.852,0.854,0.859,0.858]
["HOMOSIL102","S",0.674216408,4.51245593E-3,0.430094364,{"v":0.0133261573,"d":"1.33E-02"},{"v":0.900953046,"d":"9.01E-01"},{"v":98.5554111,"d":"9.86E+01"},0,0,0,0,10,0.437,0.746,0.887,0.924,0.947,0.975,0.988,0.983,0.975,0.985,0.996,1,1,1,1,1,1,0.982,1,1,0.999,0.997,0.993,0.934,0.953,0.981,0.989,0.987,0.978,0.964,0.935,0.905,0.857,0.121,0.767,0.324,0.696,0.826,0.852,0.854,0.859,0.858]
["HOQ310","S",0.676123328,0.00452307353,0.428370871,0.0133457305,0.911373685,99.7871686,0,0,0,0,10,0,0.105,0.243,0.285,0.423,0.696,0.762,0.694,0.804,0.953,0.998,0.999,1,1,1,1,0.997,1,1,1,0.999,0.998,0.99,0.992,0.996,0.996,0.995,0.993,0.99,0.985,0.979,0.969,0.74,0.701,0.833,0.894,0.895,0.885,0.874,0.87,0.863]
["INFRASIL301","S",0.674360137,0.0045098085,0.430065059,0.0133309316,0.910058133,99.5620652,0,0,0,0,10,0.057,0.207,0.264,0.408,0.668,0.685,0.579,0.71,0.922,0.997,0.999,1,1,1,1,0.999,1,1,1,1,0.999,0.995,0.996,0.998,0.997,0.996,0.994,0.992,0.989,0.986,0.98,0.881,0.822,0.887,0.912,0.904,0.891,0.878,0.875,0.869]
["INFRASIL302","S",0.674360137,0.0045098085,0.430065059,0.0133309316,0.910058133,99.5620652,0,0,0,0,10,0.057,0.207,0.264,0.408,0.668,0.685,0.579,0.71,0.922,0.997,0.999,1,1,1,1,0.999,1,1,1,1,0.999,0.995,0.996,0.998,0.997,0.996,0.994,0.992,0.989,0.986,0.98,0.881,0.822,0.887,0.912,0.904,0.891,0.878,0.875,0.869]
["SPECSIL2000","S",0.677388962,0.00454608466,0.426664323,{"v":0.0133495513,"d":"1.33E-02"},{"v":0.874537987,"d":"8.75E-01"},{"v":95.5774406,"d":"9.56E+01"},0,0,0,0,10,0.999,0.998,0.999,0.999,0.999,0.999,0.999,1,1,1,1,1,1,0.999,0.869,0.999,0.999,0.994,0.978,0.949,0.56,0.665,0.86,0.931,0.925,0.858,0.768,0.602,0.471,0.321,0.071,0.356,0.571,0.688,0.756,0.804,0.84,0.869,0.846]
["SUPRASIL1","S",0.672472034,0.0045068453,0.431646851,0.0133090179,0.885914296,96.7375952,0,0,0,0,10,0.093,0.687,0.94,0.985,0.993,0.998,0.999,0.999,1,1,1,1,1,1,1,1,0.999,0.902,1,0.999,0.995,0.986,0.964,0.681,0.767,0.908,0.953,0.947,0.903,0.842,0.717,0.605,0.458,2E-3,0.162,0.494,0.67,0.751,0.794,0.819]
["SUPRASIL2A","S",0.672472034,0.0045068453,0.431646851,0.0133090179,0.885914296,96.7375952,0,0,0,0,10,0.093,0.687,0.94,0.985,0.993,0.998,0.999,0.999,1,1,1,1,1,1,1,1,0.999,0.902,1,0.999,0.995,0.986,0.964,0.681,0.767,0.908,0.953,0.947,0.903,0.842,0.717,0.605,0.458,2E-3,0.162,0.494,0.67,0.751,0.794,0.819]
["SUPRASIL2B","S",0.672472034,0.0045068453,0.431646851,0.0133090179,0.885914296,96.7375952,0,0,0,0,10,0.202,0.769,0.985,0.989,0.995,0.998,0.999,0.999,0.999,0.999,1,1,1,1,1,1,0.999,0.928,1,1,0.997,0.99,0.974,0.756,0.824,0.932,0.966,0.962,0.929,0.881,0.788,0.707,0.594,1E-3,0.015,0.302,0.617,0.736,0.783,0.81,0.824]
["SUPRASIL300","S",0.673693289,0.00450899296,0.431173589,{"v":0.0133349842,"d":"1.33E-02"},{"v":0.905320925,"d":"9.05E-01"},{"v":99.2216527,"d":"9.92E+01"},0,0,0,0,10,0.006,0.074,0.836,0.96,0.983,0.998,0.999,0.999,0.999,0.999,0.999,1,1,1,1,1,1,1,1,1,1,1,1,1,0.999,0.999,0.998,0.997,0.995,0.994,0.993,0.992,0.989,0.983,0.972,0.955,0.929,0.91,0.894,0.88,0.879,0.874]
["SUPRASIL3001","S",0.673693289,0.00450899296,0.431173589,{"v":0.0133349842,"d":"1.33E-02"},{"v":0.905320925,"d":"9.05E-01"},{"v":99.2216527,"d":"9.92E+01"},0,0,0,0,10,0.006,0.074,0.836,0.96,0.983,0.998,0.999,0.999,0.999,0.999,0.999,1,1,1,1,1,1,1,1,1,1,1,1,1,0.999,0.999,0.998,0.997,0.995,0.994,0.993,0.992,0.989,0.983,0.972,0.955,0.929,0.91,0.894,0.88,0.879,0.874]
["SUPRASIL3002","S",0.673693289,0.00450899296,0.431173589,{"v":0.0133349842,"d":"1.33E-02"},{"v":0.905320925,"d":"9.05E-01"},{"v":99.2216527,"d":"9.92E+01"},0,0,0,0,10,0.006,0.074,0.836,0.96,0.983,0.998,0.999,0.999,0.999,0.999,0.999,1,1,1,1,1,1,1,1,1,1,1,1,1,0.999,0.999,0.998,0.997,0.995,0.994,0.993,0.992,0.989,0.983,0.972,0.955,0.929,0.91,0.894,0.88,0.879,0.874]
["SUPRASIL311","S",0.67164184,0.00449586128,0.432561345,{"v":0.0133022403,"d":"1.33E-02"},{"v":0.906087718,"d":"9.06E-01"},{"v":99.0121363,"d":"9.90E+01"},0,0,0,0,10,0.392,0.815,0.946,0.99,0.996,0.998,0.999,0.999,0.999,1,1,1,1,1,1,1,1,0.966,1,1,0.998,0.995,0.987,0.878,0.914,0.967,0.982,0.979,0.962,0.937,0.885,0.831,0.749,0.014,0.005,0.104,0.508,0.739,0.803,0.822,0.835,0.839]
["SUPRASIL312","S",0.67164184,0.00449586128,0.432561345,0.0133022403,0.906087718,99.0121363,0,0,0,0,10,0.392,0.815,0.946,0.99,0.996,0.998,0.999,0.999,0.999,1,1,1,1,1,1,1,1,0.966,1,1,0.998,0.995,0.987,0.878,0.914,0.967,0.982,0.979,0.962,0.937,0.885,0.831,0.749,0.014,0.005,0.104,0.508,0.739,0.803,0.822,0.835,0.839]
["SUPRASILCG","S",0.672472034,0.0045068453,0.431646851,0.0133090179,0.885914296,96.7375952,0,0,0,0,10,0.202,0.769,0.985,0.989,0.995,0.998,0.999,0.999,0.999,0.999,1,1,1,1,1,1,0.999,0.928,1,1,0.997,0.99,0.974,0.756,0.824,0.932,0.966,0.962,0.929,0.881,0.788,0.707,0.594,1E-3,0.015,0.302,0.617,0.736,0.783,0.81,0.824]

{"sheet":"Hikari","index":7,"n_rows":312,"n_cols":45,"rows_kept":312}
["Name","Eqn","A1","A2","A3","A4","A5","A6","A7","A8","A9","A10","t (mm)",280,290,300,310,320,330,340,350,360,370,380,390,400,420,440,460,480,500,550,600,650,700,800,900,1000,1200,1400,1600,1800,2000,2200,2400]
["EBAF10","L",2.72932262,-0.0106085219,{"v":0.0204478583,"d":"2.04E-02"},{"v":0.000484576944,"d":"4.85E-04"},{"v":-3.06411426e-06,"d":"-3.06E-06"},{"v":1.63981487e-06,"d":"1.64E-06"},0,0,0,0,10,0,0,0,0,0,0,0.03,0.27,0.6,0.79,0.9,0.941,0.967,0.985,0.99,0.993,0.996,0.998,0.999,0.999,0.998,0.999,0.999,0.999,0.999,0.999,0.996,0.999,0.991,0.985,0.952,0.87]
["EBAF11","L",2.71954649,-0.0100472501,0.0200301385,{"v":0.000465868302,"d":"4.66E-04"},{"v":-7.51633336e-06,"d":"-7.52E-06"},{"v":1.77544989e-06,"d":"1.78E-06"},0,0,0,0,10,0,0,0,0,0,0,0.13,0.42,0.68,0.83,0.906,0.948,0.97,0.988,0.944,0.997,0.999,0.999,0.999,0.999,0.997,0.998,0.999,0.999,0.999,0.999,0.999,0.999,0.991,0.986,0.965,0.919]
["EBAF12","L",2.62833748,-0.0100974072,0.0203176439,{"v":0.000375302287,"d":"3.75E-04"},{"v":1.45983254E-5,"d":"1.46E-05"},{"v":1.37126433e-06,"d":"1.37E-06"},0,0,0,0,10,0,0,0,0,0,0,0,0.06,0.38,0.69,0.85,0.922,0.956,0.981,0.988,0.992,0.995,0.988,0.999,0.999,0.998,0.999,0.999,0.999,0.999,0.999,0.999,0.999,0.992,0.979,0.925,0.83]
["EBAF3","L",2.43868193,0.00160996098,0.0268882943,-0.00244657917,{"v":0.000396566086,"d":"3.97E-04"},{"v":-1.9730459e-05,"d":"-1.97E-05"},0,0,0,0,10,0,0,0,0,0,0,0,0.08,0.45,0.76,0.901,0.958,0.984,0.999,0.999,0.999,0.999,0.999,0.999,0.999,0.999,0.999,0.999,0.999,0.999,0.999,0.989,0.999,0.988,0.977,0.9,0.86]
["EBAF4","L",2.50495857,0.00332474118,0.0283142796,-0.00204413784,{"v":0.000334309924,"d":"3.34E-04"},{"v":-1.53485779e-05,"d":"-1.53E-05"},0,0,0,0,10,0,0,0,0,0,0,0,0.02,0.33,0.7,0.88,0.956,0.989,0.999,0.999,0.999,0.999,0.999,0.999,0.999,0.999,0.999,0.999,0.999,0.999,0.999,0.999,0.999,0.998,0.99,0.925,0.9]
["EBAF8","L",2.58072694,-0.00826682498999999,0.0192773695,{"v":0.000287391647,"d":"2.87E-04"},{"v":1.54399962E-5,"d":"1.54E-05"},{"v":4.63747358e-07,"d":"4.64E-07"},0,0,0,0,10,0,0,0,0,0,0,0,0.12,0.47,0.73,0.86,0.921,0.849,0.974,0.981,0.986,0.99,0.994,0.997,0.997,0.998,0.999,0,0,0,0,0,0,0,0,0,0]
["EBAK1","L",2.44353274,-0.0161455184,0.00881927897999999,{"v":0.00144687542,"d":"1.45E-03"},{"v":-0.000136331798,"d":"-1.36E-04"},{"v":6.03309808e-06,"d":"6.03E-06"},0,0,0,0,10,0,0.04,0.23,0.52,0.74,0.87,0.933,0.963,0.983,0.991,0.995,0.997,0.997,0.999,0.997,0.998,0.999,0.999,0.999,0.999,0.999,0.999,0,0,0,0,0,0,0,0,0,0]
["EBAK2","L",2.33664322,-0.00862588381999999,0.0125079902,{"v":1.75550187E-4,"d":"1.76E-04"},{"v":4.02268677e-06,"d":"4.02E-06"},{"v":-3.58785019e-08,"d":"-3.59E-08"},0,0,0,0,10,0,0.08,0.33,0.61,0.82,0.919,0.972,0.996,0.999,0.999,0.999,0.999,0.999,0.999,0.999,0.999,0.999,0.999,0.999,0.999,0.999,0.999,0.999,0.999,0.999,0.999,0.999,0.999,0.999,0.986,0.925,0.89]
["EBAK4","L",2.4220474,-9.35286439E-3,0.0138282404,{"v":0.000292097262,"d":"2.92E-04"},{"v":-5.77819731e-06,"d":"-5.78E-06"},{"v":7.05644888e-07,"d":"7.06E-07"},0,0,0,0,10,0,0,0,0,0.04,0.3,0.64,0.84,0.932,0.977,0.994,0.999,0.999,0.999,0.999,0.999,0.999,0.999,0.999,0.999,0.999,0.999,0.999,0.999,0.999,0.999,0.999,0.999,0.999,0.98,0.935,0.89]
["EBALF4","L",2.45999845,-0.0140695372,0.0104962988,0.00154266669,{"v":-1.69174126E-4,"d":"-1.69E-04"},{"v":9.43510859e-06,"d":"9.44E-06"},0,0,0,0,10,0,0,0,0,0,0.11,0.41,0.68,0.85,0.926,0.968,0.986,0.996,0.999,0.999,0.999,0.999,0.999,0.999,0.999,0.999,0.999,0.999,0.999,0.999,0.999,0.999,0.999,0.995,0.979,0.931,0.87]
["EBASF2","L",2.67701358,0.00301170374,0.033120376,{"v":-0.000925663558,"d":"-9.26E-04"},{"v":0.000180536382,"d":"1.81E-04"},{"v":-2.62215298e-06,"d":"-2.62E-06"},0,0,0,0,10,0,0,0,0,0,0,0,0,0.05,0.34,0.64,0.81,0.89,0.961,0.98,0.988,0.992,0.996,0.999,0.999,0.999,0.999,0.999,0.999,0.999,0.999,0.999,0.999,0.988,0.98,0.944,0.906]
["EBASF6","L",2.71377616,-9.41072521E-3,0.0221914885,{"v":0.000735180213,"d":"7.35E-04"},{"v":-2.11522864e-05,"d":"-2.12E-05"},{"v":3.73099495E-6,"d":"3.73E-06"},0,0,0,0]
["EBASF7","L",2.83515039,-0.0178508143,0.0153978598,{"v":3.71905515E-3,"d":"3.72E-03"},{"v":-0.000488482182,"d":"-4.88E-04"},{"v":3.29017911e-05,"d":"3.29E-05"},0,0,0,0,10,0,0,0,0,0,0,0,0.03,0.23,0.51,0.71,0.83,0.902,0.964,0.984,0.993,0.999,0.999,0.999,0.999,0.999,0.999,0.999,0.999,0.999,0.999,0.997,0.999,0.992,0.988,0.962,0.88]
["EBASF8","L",2.88848579,-0.0117260382,0.0269121453,{"v":0.000931846805,"d":"9.32E-04"},{"v":-1.77180132e-05,"d":"-1.77E-05"},{"v":5.63107499e-06,"d":"5.63E-06"},0,0,0,0,10,0,0,0,0,0,0,0,0,0.11,0.37,0.62,0.77,0.87,0.949,0.976,0.987,0.995,0.999,0.999,0.999,0.999,0.999,0.999,0.999,0.999,0.999,0.999,0.999,0.999,0.988,0.961,0.88]
["EBK7","L",2.271192,-0.00966126763,{"v":0.0110306969,"d":"1.10E-02"},{"v":7.00379964e-05,"d":"7.00E-05"},{"v":1.39658544E-5,"d":"1.40E-05"},{"v":-7.62560454e-07,"d":"-7.63E-07"},0,0,0,0,10,0.01,0.08,0.3,0.58,0.78,0.89,0.952,0.979,0.993,0.998,0.998,0.999,0.999,0.999,0.999,0.999,0.999,0.999,0.999,0.999,0.999,0.999,0.999,0.999,0.999,0.999,0.989,0.996,0.969,0.932,0.83,0.77]
["EF1","L",2.56251919,-0.00314623487,0.0291600242,-0.000870730012,{"v":0.000226533195,"d":"2.27E-04"},{"v":-8.61239946e-06,"d":"-8.61E-06"},0,0,0,0]
["EF16","L",2.47196413,-0.0100810083,0.0208698749,{"v":0.000995620951999999,"d":"9.96E-04"},{"v":-4.77932855e-05,"d":"-4.78E-05"},{"v":8.07129922e-06,"d":"8.07E-06"},0,0,0,0,10,0,0,0,0,0,0,0,0.02,0.39,0.75,0.9,0.943,0.963,0.974,0.977,0.979,0.982,0.983,0.987,0.987,0.988,0.992,0.996,0.999,0.998,0.999,0.997,0.989,0.981,0.979,0.953,0.949]
["EF2","L",2.55739282,-0.0107951229,0.0216807328,{"v":1.05165979E-3,"d":"1.05E-03"},{"v":-5.36309816E-5,"d":"-5.36E-05"},{"v":7.7466326e-06,"d":"7.75E-06"},0,0,0,0,10,0,0,0,0,0,0,0,0,0.05,0.37,0.7,0.86,0.932,0.979,0.988,0.991,0.995,0.999,0.999,0.999,0.998,0.999,0.999,0.999,0.999,0.999,0.999,0.999,0.99,0.979,0.917,0.907]
["EF3","L",2.52228312,-1.04823034E-3,0.029395765,-1.39163033E-3,{"v":0.000289680505,"d":"2.90E-04"},{"v":-1.26508887E-5,"d":"-1.27E-05"},0,0,0,0]
["EF5","L",2.50863619,-0.0101869365,0.0204516474,{"v":0.000841069518,"d":"8.41E-04"},{"v":-3.63565381e-05,"d":"-3.64E-05"},{"v":5.99712664e-06,"d":"6.00E-06"},0,0,0,0,10,0,0,0,0,0,0,0,0,0.13,0.53,0.8,0.914,0.965,0.994,0.999,0.999,0.999,0.999,0.999,0.999,0.998,0.999,0.999,0.999,0.999,0.999,0.999,0.999,0.985,0.972,0.911,0.9]
["EF8","L",2.47286461,-1.51192688E-3,0.0276004612,-0.00152550371,{"v":0.000290711488,"d":"2.91E-04"},{"v":-1.28484326e-05,"d":"-1.28E-05"},0,0,0,0,10,0,0,0,0,0,0,0,0.01,0.27,0.64,0.83,0.918,0.954,0.979,0.986,0.989,0.993,0.995,0.998,0.999,0.997,0.999,0.999,0.999,0.999,0.999,0.999,0.999,0.982,0.968,0.913,0.9]
["EFK01","L",2.22250469,-0.00850804282,0.005666787,{"v":8.4184905E-4,"d":"8.42E-04"},{"v":-9.80414099999999e-05,"d":"-9.80E-05"},{"v":4.91868528E-6,"d":"4.92E-06"},0,0,0,0,10,0.01,0.06,0.2,0.41,0.63,0.8,0.9,0.953,0.98,0.992,0.999,0.999,0.999,0.999,0.999,0.999,0.999,0.999,0.999,0.999,0.999,0.999,0.999,0.999,0.999,0.999,0.999,0.999,0.996,0.995,0.988,0.991]
["EFK5","L",2.1887621,-0.0095572007,0.0089915232,{"v":1.4560516E-4,"d":"1.46E-04"},{"v":-5.2843067e-06,"d":"-5.28E-06"},{"v":3.458801e-07,"d":"3.46E-07"},0,0,0,0,10,0.17,0.52,0.8,0.924,0.973,0.99,0.997,0.999,0.999,0.999,0.999,0.999,0.999,0.999,0.998,0.997,0.996,0.996,0.996,0.994,0.992,0.993,0.995,0.999,0.999,0.999,0.981,0.991,0.986,0.975,0.87,0.85]
["EFKH1","L",2.22025427,-0.00513496818,{"v":0.00841587708,"d":"8.42E-03"},{"v":5.4263553e-05,"d":"5.43E-05"},{"v":7.61288219e-06,"d":"7.61E-06"},{"v":-4.89857441e-07,"d":"-4.90E-07"},0,0,0,0,10,0,0.01,0.06,0.17,0.38,0.61,0.8,0.909,0.968,0.994,0.999,0.999,0.999,0.999,0.999,0.999,0.999,0.999,0.999,0.999,0.999,0.999,0.999,0.999,0.999,0.999,0.999,0.999,0.999,0.999,0.994,0.991]
["EFKH2","L",2.10202151,-0.00485085534,0.00633238324,{"v":0.000193693562,"d":"1.94E-04"},{"v":-1.83184227e-05,"d":"-1.83E-05"},{"v":9.18267027e-07,"d":"9.18E-07"},{"v":1.039792e-05,"d":"1.04E-05"},0,0,0,10,0.01,0.03,0.09,0.22,0.42,0.61,0.76,0.86,0.922,0.953,0.974,0.983,0.987,0.99,0.99,0.992,0.993,0.994,0.994,0.993,0.991,0.99,0.99,0.99,0.993,0.996,0.996,0.995,0.994,0.995,0.995,0.994]
["EK3","L",2.2707833,-0.00772009861,{"v":0.0126286148,"d":"1.26E-02"},{"v":-4.60005382e-05,"d":"-4.60E-05"},{"v":3.30622876e-05,"d":"3.31E-05"},{"v":-1.37462973E-6,"d":"-1.37E-06"},0,0,0,0,10,0,0,0,0.11,0.42,0.7,0.86,0.93,0.966,0.984,0.989,0.994,0.997,0.997,0.996,0.996,0.997,0.998,0.999,0.999,0.997,0.999,0.999,0.999,0.999,0.999,0.999,0.998,0.976,0.95,0.897,0.857]
["EK5","L",2.25937934,0.00909050374,0.0263394215,{"v":-0.00377741843,"d":"-3.78E-03"},{"v":0.000522870195,"d":"5.23E-04"},{"v":-2.62918185e-05,"d":"-2.63E-05"},0,0,0,0,10,0,0.04,0.24,0.55,0.79,0.916,0.974,0.998,0.999,0.999,0.999,0.999,0.999,0.999,0.999,0.999,0.999,0.999,0.999,0.999,0.999,0.999,0.999,0.999,0.999,0.999,0.999,0.999,0.988,0.956,0.9,0.86]
["EKF6","L",2.24955402,0.00226224485,0.0221746519,{"v":-0.00228248782,"d":"-2.28E-03"},{"v":0.000344437297,"d":"3.44E-04"},{"v":-1.73774146e-05,"d":"-1.74E-05"},0,0,0,0,10,0,0,0,0,0,0,0.2,0.65,0.88,0.956,0.978,0.989,0.994,0.996,0.997,0.998,0.999,0.999,0.999,0.999,0.999,0.999,0.999,0.999,0.999,0.999,0.984,0.994,0.983,0.984,0.923,0.923]
["EKZFH1","L",2.54662904,-0.0122972332,0.0187464623,{"v":0.000460296583,"d":"4.60E-04"},{"v":7.85351066e-07,"d":"7.85E-07"},{"v":1.72720972e-06,"d":"1.73E-06"},-1.33476806E-4,0,0,0,10,0,0,0,0,0,0.23,0.62,0.82,0.908,0.948,0.967,0.976,0.983,0.987,0.989,0.991,0.992,0.994,0.994,0.995,0.995,0.996,0.999,0.999,0.999,0.999,0.979,0.987,0.977,0.948,0.81,0.63]
["ELAF01","L",2.82762091,-0.0112227553,0.0213169098,{"v":0.000559325355,"d":"5.59E-04"},{"v":-1.3357138E-5,"d":"-1.34E-05"},{"v":1.86385587e-06,"d":"1.86E-06"},0,0,0,0,10,0,0,0,0,0,0,0.06,0.34,0.64,0.81,0.902,0.947,0.97,0.987,0.993,0.997,0.999,0.999,0.999,0.999,0.999,0.999,0.999,0.999,0.999,0.999,0.999,0.999,0.993,0.972,0.922,0.81]
["ELAF010","L",2.96201742,-0.00690787335,0.0295340678,-0.00139338248,{"v":0.000252317172,"d":"2.52E-04"},{"v":-1.245434E-5,"d":"-1.25E-05"},0,0,0,0,10,0,0,0,0,0.11,0.36,0.59,0.75,0.86,0.92,0.958,0.977,0.989,0.999,0.999,0.999,0.999,0.999,0.999,0.999,0.999,0.999,0.999,0.999,0.999,0.999,0.999,0.999,0.99,0.967,0.881,0.63]
["ELAF016","L",3.14158865,-0.0147653343,0.0334231042,{"v":0.00125430167,"d":"1.25E-03"},{"v":-3.49277287e-05,"d":"-3.49E-05"},{"v":8.7589435e-06,"d":"8.76E-06"},0,0,0,0,10,0,0,0,0,0,0,0,0.01,0.25,0.6,0.79,0.88,0.927,0.967,0.985,0.995,0.999,0.999,0.999,0.999,0.999,0.999,0.999,0.999,0.999,0.999,0.999,0.999,0.994,0.98,0.927,0.77]
["ELAF02","L",2.88761613,-0.0113224055,0.0234620658,{"v":0.000879155778,"d":"8.79E-04"},{"v":-3.93727241e-05,"d":"-3.94E-05"},{"v":4.43531743e-06,"d":"4.44E-06"},0,0,0,0,10,0,0,0,0,0,0,0,0.09,0.39,0.66,0.82,0.905,0.951,0.988,0.999,0.999,0.999,0.999,0.999,0.999,0.999,0.999,0.999,0.999,0.999,0.999,0.999,0.999,0.999,0.983,0.934,0.81]
["ELAF04","L",3.01654365,-0.0142462083,0.0251223164,{"v":1.95992997E-4,"d":"1.96E-04"},{"v":4.35063641e-05,"d":"4.35E-05"},{"v":-7.85606637e-07,"d":"-7.86E-07"},0,0,0,0,10,0,0,0,0,0,0.01,0.17,0.44,0.66,0.79,0.87,0.913,0.939,0.961,0.971,0.978,0.984,0.988,0.992,0.992,0.993,0.995,0.999,0.999,0.999,0.999,0.988,0.993,0.982,0.957,0.88,0.63]
["ELAF05","L",3.02046444,-0.0121632364,0.028023846,{"v":8.61441681E-4,"d":"8.61E-04"},{"v":-1.40486471E-5,"d":"-1.40E-05"},{"v":4.5613035e-06,"d":"4.56E-06"},0,0,0,0,10,0,0,0,0,0,0.03,0.27,0.58,0.77,0.86,0.919,0.949,0.963,0.978,0.984,0.988,0.992,0.995,0.997,0.998,0.998,0.999,0,0,0,0,0,0,0,0,0,0]
["ELAF09","L",2.82115249,-0.0128420041,0.0195742767,{"v":0.000851971209,"d":"8.52E-04"},{"v":-3.82046776e-05,"d":"-3.82E-05"},{"v":2.42425127e-06,"d":"2.42E-06"},0,0,0,0]
["ELAF11","L",2.98504551,-0.012861773,0.0312839577,{"v":0.00217089493,"d":"2.17E-03"},{"v":-0.000162580251,"d":"-1.63E-04"},{"v":1.82003929e-05,"d":"1.82E-05"},0,0,0,0,10,0,0,0,0,0,0,0,0,0.08,0.41,0.68,0.81,0.89,0.948,0.971,0.983,0.99,0.996,0.999,0.999,0.998,0.999,0.999,0.999,0.999,0.999,0.999,0.998,0.986,0.967,0.911,0.82]
["ELAF2","L",2.9684827,-0.0116032701,0.0244833672,{"v":0.000775976856,"d":"7.76E-04"},{"v":-2.44342622E-5,"d":"-2.44E-05"},{"v":3.01832049E-6,"d":"3.02E-06"},0,0,0,0,10,0,0,0,0,0,0,0.04,0.28,0.59,0.78,0.88,0.937,0.966,0.991,0.999,0.999,0.999,0.999,0.999,0.999,0.999,0.999,0.999,0.999,0.999,0.999,0.999,0.999,0.991,0.971,0.9,0.72]
["ELAF3","L",2.88218387,-0.0106317724,0.0227527853,{"v":0.000397667212,"d":"3.98E-04"},{"v":1.25478223E-5,"d":"1.25E-05"},{"v":5.87511175e-07,"d":"5.88E-07"},0,0,0,0]
["ELAF7","L",2.96631279,-0.0109274208,0.0314277188,{"v":0.000703288732,"d":"7.03E-04"},{"v":4.43317688E-5,"d":"4.43E-05"},{"v":2.65190331e-06,"d":"2.65E-06"},0,0,0,0,10,0,0,0,0,0,0,0,0,0.09,0.4,0.64,0.78,0.86,0.933,0.962,0.976,0.985,0.994,0.999,0.999,0.998,0.999,0,0,0,0,0,0,0,0,0,0]
["ELAF9","L",3.10092155,-0.0137498298,0.0378092579,{"v":0.00207799755,"d":"2.08E-03"},{"v":-9.1620965E-5,"d":"-9.16E-05"},{"v":1.79829707E-5,"d":"1.80E-05"},0,0,0,0,10,0,0,0,0,0,0,0,0,0.01,0.1,0.4,0.65,0.79,0.906,0.946,0.964,0.976,0.984,0.996,0.997,0.996,0.999,0,0,0,0,0,0,0,0,0,0]
["ELAFH2","L",3.1493362,-0.0148382096,0.0335324542,{"v":1.59644183E-3,"d":"1.60E-03"},{"v":-7.06244061e-05,"d":"-7.06E-05"},{"v":1.15814159e-05,"d":"1.16E-05"},0,0,0,0,10,0,0,0,0,0,0,0,0,0.11,0.42,0.67,0.79,0.86,0.921,0.951,0.968,0.982,0.991,0.999,0.999,0.998,0.999,0.999,0.999,0.999,0.999,0.999,0.999,0.994,0.984,0.945,0.8]
["ELAFH3","L",3.10091582,-0.0131944552,0.0377063856,{"v":0.00215246343,"d":"2.15E-03"},{"v":-1.17361655E-4,"d":"-1.17E-04"},{"v":1.96473108e-05,"d":"1.96E-05"},{"v":-2.24111072e-05,"d":"-2.24E-05"},0,0,0,10,0,0,0,0,0,0,0,0,0,0.08,0.7,0.61,0.75,0.88,0.926,0.947,0.959,0.968,0.979,0.983,0.983,0.985,0.989,0.998,0.993,0.997,0.995,0.98,0.975,0.97,0.928,0.88]
["ELAK01","L",2.64816555,-0.0139955727,0.0152775593,{"v":0.000227366594,"d":"2.27E-04"},{"v":4.86219531e-06,"d":"4.86E-06"},{"v":-2.33276501e-07,"d":"-2.33E-07"},0,0,0,0,10,0,0,0.02,0,0.19,0,0.53,0,0.8,0,0.929,0,0.97,0.984,0.988,0.992,0.994,0.996,0.997,0.995,0.996,0.997,0,0,0,0,0,0,0,0,0,0]
["ELAK011","L",2.97199342,-0.0152435249,0.0202061158,{"v":0.000875252167,"d":"8.75E-04"},{"v":-7.67180744e-05,"d":"-7.67E-05"},{"v":4.84807195e-06,"d":"4.85E-06"},0,0,0,0,10,0,0.01,0.09,0.26,0.49,0.65,0.77,0.86,0.912,0.948,0.971,0.982,0.99,0.997,0.999,0.999,0.999,0.999,0.999,0.999,0.999,0.999,0.999,0.999,0.999,0.999,0.999,0.999,0.987,0.962,0.88,0.62]
["ELAK02","L",2.74241958,-0.0130203862,0.0159689321,{"v":0.000709178831,"d":"7.09E-04"},{"v":-6.08192466e-05,"d":"-6.08E-05"},{"v":3.51166538E-6,"d":"3.51E-06"},0,0,0,0,10,0,0.04,0.18,0.36,0.54,0.68,0.79,0.86,0.915,0.948,0.971,0.981,0.989,0.996,0.999,0.999,0.999,0.999,0.999,0.999,0.999,0.999,0.999,0.999,0.999,0.999,0.999,0.999,0.988,0.966,0.87,0.66]
["ELAK04","L",2.6768086,-0.0102173269,{"v":0.0177389501,"d":"1.77E-02"},{"v":2.82247162e-05,"d":"2.82E-05"},{"v":4.32740016e-05,"d":"4.33E-05"},{"v":-2.15847266e-06,"d":"-2.16E-06"},0,0,0,0]
["ELAK06","L",2.77078533,-0.0176502071,0.011803041,0.0027975002,{"v":-0.000346617455,"d":"-3.47E-04"},{"v":2.01612172e-05,"d":"2.02E-05"},0,0,0,0]
["ELAK09","L",2.95310231,-0.0196724731,0.0174257922,1.52866545E-3,{"v":-1.37028672E-4,"d":"-1.37E-04"},{"v":6.72353302E-6,"d":"6.72E-06"},0,0,0,0,10,0.01,0.09,0.26,0.43,0.58,0.7,0.79,0.86,0.912,0.943,0.964,0.975,0.981,0.989,0.993,0.997,0.999,0.999,0.999,0.999,0.999,0.999,0.999,0.999,0.999,0.999,0.999,0.999,0.987,0.955,0.86,0.6]
["ELAK10","L",2.89528358,-0.0117686807,0.0222295765,{"v":0.000269351264,"d":"2.69E-04"},{"v":2.23005932e-05,"d":"2.23E-05"},{"v":-4.3546434e-07,"d":"-4.35E-07"},0,0,0,0,10,0,0,0.01,0.12,0.31,0.51,0.67,0.79,0.87,0.916,0.947,0.964,0.973,0.984,0.988,0.993,0.996,0.999,0.999,0.999,0.999,0.999,0,0,0,0,0,0,0,0,0,0]
["ELAK12","L",2.78094755,-0.0236624998,8.67653717E-3,0.00294181002,{"v":-0.000351554137,"d":"-3.52E-04"},{"v":1.84406503e-05,"d":"1.84E-05"},0,0,0,0,10,0,0.01,0.09,0.3,0.52,0.69,0.81,0.88,0.929,0.957,0.971,0.98,0.984,0.988,0.989,0.992,0.994,0.995,0.997,0.998,0.998,0.999,0.999,0.999,0.999,0.999,0.992,0.995,0.982,0.96,0.88,0.7]
["ELAK13","L",2.81365515,-0.0134879998,0.0191920754,{"v":0.000414986834,"d":"4.15E-04"},{"v":-7.45390097e-06,"d":"-7.45E-06"},{"v":7.65453719e-07,"d":"7.65E-07"},0,0,0,0,10,0,0.01,0.08,0.25,0.44,0.61,0.75,0.85,0.914,0.954,0.98,0.994,0.999,0.999,0.999,0.999,0.999,0.999,0.999,0.999,0.999,0.999,0.999,0.999,0.999,0.999,0.999,0.999,0.999,0.977,0.916,0.7]
["ELAK14","L",2.8276674,-0.0146359226,0.0183760559,{"v":0.000420548979,"d":"4.21E-04"},{"v":-1.31827801E-5,"d":"-1.32E-05"},{"v":9.74806017e-07,"d":"9.75E-07"},0,0,0,0,10,0.01,0.04,0.11,0.22,0.36,0.52,0.67,0.79,0.87,0.931,0.964,0.985,0.995,0.999,0.999,0.999,0.999,0.999,0.999,0.999,0.999,0.999,0.999,0.999,0.999,0.999,0.999,0.999,0.987,0.962,0.85,0.59]
["ELAK18","L",2.93385862,-0.0150347642,0.0198579837,{"v":0.000500310675,"d":"5.00E-04"},{"v":-2.05752531e-05,"d":"-2.06E-05"},{"v":1.37499776e-06,"d":"1.37E-06"},0,0,0,0,10,0.04,0.16,0.29,0.34,0.56,0.69,0.8,0.88,0.932,0.964,0.986,0.996,0.999,0.999,0.999,0.999,0.999,0.999,0.999,0.999,0.999,0.999,0.999,0.999,0.999,0.999,0.999,0.999,0.998,0.968,0.88,0.61]
["ELAK7","L",2.68241693,-0.0118445415,0.016242269,{"v":0.000303298585,"d":"3.03E-04"},{"v":-8.32486246e-06,"d":"-8.32E-06"},{"v":7.74390846e-07,"d":"7.74E-07"},0,0,0,0,10,0.05,0.18,0.35,0.51,0.65,0.76,0.85,0.9,0.935,0.955,0.968,0.973,0.977,0.98,0.982,0.985,0.986,0.988,0.99,0.992,0.994,0.999,0.999,0.999,0.999,0.999,0.996,0.992,0.98,0.957,0.87,0.67]
["ELAK8","L",2.87864541,-0.0142314931,0.0198025768,{"v":0.00040117957,"d":"4.01E-04"},{"v":-6.68878586e-06,"d":"-6.69E-06"},{"v":7.86869747e-07,"d":"7.87E-07"},0,0,0,0,10,0,0,0.03,0.16,0.35,0.52,0.68,0.79,0.87,0.918,0.949,0.965,0.976,0.985,0.99,0.994,0.997,0.999,0.999,0.999,0.999,0.999,0.999,0.999,0.999,0.999,0.997,0.997,0.984,0.956,0.87,0.6]
["ELAK9","L",2.78211953,3.86988792E-3,0.0322993842,-0.00317915886,{"v":0.000435836848,"d":"4.36E-04"},{"v":-2.06224134E-5,"d":"-2.06E-05"},0,0,0,0]
["ELAKH1","L",2.98243942,-0.00202422946,0.0267906679,-0.000632301437,{"v":0.000110898621,"d":"1.11E-04"},{"v":-4.1584108e-06,"d":"-4.16E-06"},-0.00495792836,0,0,0,10,0,0.01,0.13,0.31,0.51,0.65,0.77,0.85,0.904,0.942,0.965,0.975,0.984,0.99,0.994,0.996,0.998,0.999,0.999,0.999,0.999,0.999,0.999,0.999,0.999,0.999,0.999,0.998,0.988,0.96,0.88,0.63]
["ELASF01","L",3.10625626,-0.0130242032,0.0300056853,-2.79459588E-4,{"v":1.47953845E-4,"d":"1.48E-04"},{"v":-6.92451309e-06,"d":"-6.92E-06"},0,0,0,0,10,0,0,0,0,0.02,0.19,0.44,0.63,0.77,0.85,0.914,0.949,0.968,0.988,0.997,0.999,0.999,0.999,0.999,0.999,0.999,0.998,0.999,0.999,0.999,0.999,0.999,0.999,0.99,0.965,0.9,0.69]
["ELASF010","L",3.26060903,-0.0148581563,0.0340319193,{"v":1.14204288E-3,"d":"1.14E-03"},{"v":-1.89155362E-5,"d":"-1.89E-05"},{"v":5.34279856e-06,"d":"5.34E-06"},0,0,0,0,10,0,0,0,0,0,0,0,0.14,0.47,0.7,0.83,0.89,0.926,0.96,0.976,0.984,0.992,0.997,0.999,0.999,0.999,0.999,0.999,0.999,0.999,0.999,0.999,0.999,0.993,0.972,0.908,0.72]
["ELASF013","L",3.16454973,-0.0146684282,0.030386787,{"v":1.02933823E-3,"d":"1.03E-03"},{"v":-2.54435589e-05,"d":"-2.54E-05"},{"v":4.67271608e-06,"d":"4.67E-06"},0,0,0,0,10,0,0,0,0,0,0,0.1,0.35,0.58,0.73,0.83,0.89,0.921,0.955,0.969,0.977,0.983,0.987,0.994,0.996,0.996,0.999,0.999,0.999,0.999,0.999,0.988,0.991,0.979,0.954,0.87,0.64]
["ELASF014","L",3.12215038,-0.0147958367,0.0260452483,{"v":0.000507811768,"d":"5.08E-04"},{"v":5.71446833e-06,"d":"5.71E-06"},{"v":8.82357872e-07,"d":"8.82E-07"},0,0,0,0,10,0,0,0,0,0.1,0.34,0.57,0.73,0.83,0.9,0.932,0.953,0.966,0.977,0.983,0.986,0.989,0.991,0.993,0.994,0.995,0.999,0.999,0.999,0.999,0.999,0.999,0.995,0.982,0.961,0.9,0.68]
["ELASF015","L",3.17656194,-0.0153426611,0.0268472584,{"v":0.00064503193,"d":"6.45E-04"},{"v":-5.1739717e-06,"d":"-5.17E-06"},{"v":1.3910812e-06,"d":"1.39E-06"},0,0,0,0,10,0,0,0,0,0.01,0.13,0.42,0.66,0.81,0.89,0.941,0.966,0.98,0.994,0.999,0.999,0.999,0.999,0.999,0.999,0.999,0.999,0.999,0.999,0.999,0.999,0.999,0.997,0.984,0.97,0.916,0.73]
["ELASF016","L",3.07241378,-0.0146849804,0.0244285857,{"v":0.000398183255,"d":"3.98E-04"},{"v":1.22802438E-5,"d":"1.23E-05"},{"v":1.23709929e-07,"d":"1.24E-07"},0,0,0,0,10,0,0,0,0.09,0.31,0.52,0.68,0.8,0.88,0.924,0.954,0.972,0.981,0.991,0.994,0.998,0.999,0.999,0.999,0.999,0.999,0.999,0.999,0.999,0.999,0.999,0.999,0.999,0.99,0.963,0.889,0.65]
["ELASF017","L",3.14429212,-0.0156560059,0.026364495,{"v":0.000879416097,"d":"8.79E-04"},{"v":-3.51678468e-05,"d":"-3.52E-05"},{"v":3.33709709E-6,"d":"3.34E-06"},0,0,0,0,10,0,0,0,0,0.01,0.09,0.29,0.51,0.69,0.81,0.89,0.939,0.964,0.989,0.999,0.999,0.999,0.999,0.999,0.999,0.999,0.999,0.999,0.999,0.999,0.999,0.999,0.999,0.99,0.968,0.905,0.68]
["ELASF02","L",3.15611691,-0.0172799726,0.0273336859,{"v":1.19991815E-3,"d":"1.20E-03"},{"v":-6.25674387e-05,"d":"-6.26E-05"},{"v":5.65571879e-06,"d":"5.66E-06"},0,0,0,0,10,0,0,0,0,0,0.05,0.28,0.53,0.71,0.83,0.903,0.944,0.971,0.994,0.999,0.999,0.999,0.999,0.999,0.999,0.999,0.999,0.999,0.999,0.999,0.999,0.999,0.999,0.999,0.978,0.916,0.7]
["ELASF021","L",3.3032844,-0.0145196061,0.0383186156,{"v":1.82646935E-3,"d":"1.83E-03"},{"v":-9.04603646e-05,"d":"-9.05E-05"},{"v":1.51790277E-5,"d":"1.52E-05"},{"v":1.69318668e-05,"d":"1.69E-05"},0,0,0,10,0,0,0,0,0,0,0,0,0.04,0.31,0.59,0.74,0.82,0.9,0.933,0.953,0.966,0.975,0.988,0.987,0.987,0.991,0.993,0.999,0.999,0.999,0.999,0.995,0.989,0.976,0.943,0.81]
["ELASF03","L",3.19737166,-0.032023626,0.0167812195,0.00429709196,{"v":-0.000439299261,"d":"-4.39E-04"},{"v":2.40669567e-05,"d":"2.41E-05"},0,0,0,0,10,0,0,0,0,0,0.03,0.23,0.48,0.67,0.79,0.86,0.909,0.936,0.963,0.974,0.981,0.987,0.992,0.996,0.999,0.998,0.999,0.999,0.999,0.999,0.999,0.999,0.997,0.989,0.969,0.913,0.71]
["ELASF04","L",3.20360786,-0.00877554776999999,0.0332446054,-0.000432887979,{"v":0.000134715955,"d":"1.35E-04"},{"v":-4.716471e-06,"d":"-4.72E-06"},0,0,0,0]
["ELASF05","L",3.27555498,-0.0149587295,0.0310927229,{"v":6.82586922E-4,"d":"6.83E-04"},{"v":9.41310743e-06,"d":"9.41E-06"},{"v":1.5045853E-6,"d":"1.50E-06"},0,0,0,0,10,0,0,0,0.01,0.12,0.35,0.55,0.71,0.81,0.88,0.923,0.945,0.959,0.972,0.978,0.982,0.985,0.987,0.99,0.987,0.984,0.986,0.999,0.999,0.999,0.999,0.999,0.996,0.982,0.962,0.906,0.73]
["ELASF08","L",3.44097798,-0.0140195736,0.0351597803,{"v":0.000893152796,"d":"8.93E-04"},{"v":2.96132309E-6,"d":"2.96E-06"},{"v":1.83226713E-6,"d":"1.83E-06"},0,0,0,0,10,0,0,0,0,0,0.03,0.19,0.44,0.65,0.78,0.87,0.916,0.945,0.971,0.982,0.989,0.994,0.998,0.999,0.999,0.999,0.999,0.999,0.74,0.73,0.999,0.999,0.999,0.994,0.983,0.949,0.817]
["ELASF09","L",3.21588388,-0.0133880786,0.0285023144,{"v":0.000406364414,"d":"4.06E-04"},{"v":2.70180277E-5,"d":"2.70E-05"},{"v":-4.64955706e-07,"d":"-4.65E-07"},0,0,0,0]
["ELASFH13","L",3.48771563,-0.0146590634,0.0428753558,2.19556229E-3,{"v":-1.01404002E-4,"d":"-1.01E-04"},{"v":1.5729252e-05,"d":"1.57E-05"},{"v":6.84367211e-05,"d":"6.84E-05"},0,0,0,10,0,0,0,0,0,0,0,0,0.07,0.36,0.6,0.74,0.82,0.9,0.929,0.946,0.957,0.966,0.978,0.982,0.983,0.982,0.982,0.985,0.984,0.989,0.993,0.983,0.975,0.969,0.943,0.85]
["ELASFH17","L",3.81220648,-0.0171101271,0.0575348609,{"v":0.00395166224,"d":"3.95E-03"},{"v":-0.000247712063,"d":"-2.48E-04"},{"v":3.77234212e-05,"d":"3.77E-05"},1.03512503E-4,0,0,0,10,0,0,0,0,0,0,0,0,0,0.01,0.11,0.32,0.52,0.76,0.87,0.916,0.943,0.959,0.981,0.986,0.988,0.991,0.997,0.994,0.992,0.997,0.999,0.991,0.985,0.977,0.953,0.87]
["ELASFH2","L",3.04964021,-0.0143753567,0.0247919447,{"v":0.000638849518,"d":"6.39E-04"},{"v":-1.05068423E-5,"d":"-1.05E-05"},{"v":1.83387657e-06,"d":"1.83E-06"},0,0,0,0,10,0,0,0,0,0,0.01,0.15,0.42,0.65,0.79,0.87,0.918,0.944,0.967,0.977,0.984,0.989,0.993,0.998,0.998,0.999,0.999,0,0,0,0,0,0,0,0,0,0]
["ELASFH6","L",3.15385296,-0.0131744184,0.0341694822,0.00184098922,{"v":-1.0923901E-4,"d":"-1.09E-04"},{"v":1.31309839E-5,"d":"1.31E-05"},0,0,0,0]
["ELASFH9","L",3.49989132,-0.014925507,0.0384731987,{"v":0.00184372906,"d":"1.84E-03"},{"v":-9.49882952999999e-05,"d":"-9.50E-05"},{"v":1.04373643e-05,"d":"1.04E-05"},0,0,0,0,10,0,0,0,0,0,0,0,0,0.16,0,0.7,0,0.89,0.939,0.96,0.971,0.979,0.985,0.994,0.997,0.998,0.999,0,0,0,0,0,0,0,0,0,0]
["ELASKH2","L",3.01740929,-0.0150192115,0.0220799937,{"v":0.000476675587,"d":"4.77E-04"},{"v":-9.36464002e-06,"d":"-9.36E-06"},{"v":9.63541852e-07,"d":"9.64E-07"},0,0,0,0,10,0,0,0.07,0.24,0.48,0.65,0.78,0.87,0.924,0.962,0.984,0.996,0.999,0.999,0.999,0.999,0.999,0.999,0.999,0.999,0.999,0.998,0.999,0.999,0.999,0.999,0.999,0.999,0.993,0.966,0.9,0.65]
["ELF5","L",2.44577168,-0.0100665627,0.0184371468,{"v":0.000644165105,"d":"6.44E-04"},{"v":-1.74180822e-05,"d":"-1.74E-05"},{"v":3.77641526e-06,"d":"3.78E-06"},0,0,0,0,10,0,0,0,0,0,0,0,0.01,0.27,0.66,0.87,0.949,0.982,0.999,0.999,0.999,0.999,0.999,0.999,0.999,0.999,0.999,0.999,0.999,0.999,0.999,0.999,0.999,0.992,0.983,0.92,0.9]
["ELF6","L",2.4026161,-0.00531026402,0.0170623068,0.000992586995,{"v":-1.10715814E-4,"d":"-1.11E-04"},{"v":9.21295404e-06,"d":"9.21E-06"},0,0,0,0,10,0,0,0,0,0,0,0,0.04,0.38,0.72,0.88,0.944,0.97,0.988,0.992,0.994,0.996,0.998,0.999,0.999,0.996,0.994,0.996,0.999,0.999,0.999,0.996,0.999,0.99,0.983,0.928,0.9]
["ELF7","L",2.42793483,-0.0101841542,0.01737719,{"v":0.000782340309,"d":"7.82E-04"},{"v":-4.23035005e-05,"d":"-4.23E-05"},{"v":5.02350788e-06,"d":"5.02E-06"},0,0,0,0]
["ELLF1","L",2.35111949,-0.00904795253999999,0.0155546832,{"v":0.000449505996,"d":"4.50E-04"},{"v":-1.02073128E-5,"d":"-1.02E-05"},{"v":2.3449403e-06,"d":"2.34E-06"},0,0,0,0,10,0,0,0,0,0,0,0,0.16,0.58,0.83,0.926,0.966,0.981,0.989,0.991,0.992,0.994,0.995,0.996,0.997,0.994,0.993,0.993,0.999,0.999,0.999,0.994,0.994,0.988,0.982,0.919,0.902]
["ELLF2","L",2.31105643,3.59211226E-3,0.0263534925,-0.0028618174,{"v":4.42961085E-4,"d":"4.43E-04"},{"v":-2.22792621E-5,"d":"-2.23E-05"},0,0,0,0]
["ELLF6","L",2.30466,-0.00864131347999999,0.0145944618,{"v":0.000206597874,"d":"2.07E-04"},{"v":1.88931616E-5,"d":"1.89E-05"},{"v":1.82626789e-07,"d":"1.83E-07"},0,0,0,0,10,0,0,0,0,0,0,0.09,0.5,0.8,0.921,0.963,0.982,0.989,0.993,0.993,0.994,0.995,0.997,0.999,0.999,0.999,0.999,0.999,0.999,0.999,0.999,0.999,0.999,0.991,0.984,0.932,0.921]
["EPKH1","L",2.27969929,-0.00967939699,0.00983301659,{"v":0.000165890669,"d":"1.66E-04"},{"v":-3.86343967e-06,"d":"-3.86E-06"},{"v":1.39369901e-07,"d":"1.39E-07"},0,0,0,0,10,0.02,0,0.23,0,0.64,0,0.88,0,0.94,0,0.973,0,0.99,0.992,0.991,0.99,0.993,0.995,0.999,0.999,0.999,0.999,0,0,0,0,0,0,0,0,0,0]
["EPSK02","L",2.57651436,-0.00817396399,0.0152706397,{"v":-1.17385023E-4,"d":"-1.17E-04"},{"v":4.69952008E-5,"d":"4.70E-05"},{"v":-2.25968944E-6,"d":"-2.26E-06"},0,0,0,0,10,0,0,0,0,0.02,0.14,0.36,0.58,0.74,0.85,0.913,0.945,0.963,0.973,0.976,0.981,0.986,0.99,0.996,0.995,0.996,0.999,0.999,0.997,0.995,0.998,0.999,0.987,0.973,0.951,0.87,0.77]
["EPSK03","L",2.53132391,-0.00865579054,0.0142829487,{"v":-0.000115110582,"d":"-1.15E-04"},{"v":4.15511576e-05,"d":"4.16E-05"},{"v":-1.9869836E-6,"d":"-1.99E-06"},0,0,0,0,10,0,0,0.02,0.07,0.2,0.38,0.58,0.74,0.85,0.924,0.966,0.985,0.996,0.999,0.999,0.999,0.999,0.999,0.999,0.999,0.999,0.998,0.999,0.999,0.999,0.999,0.995,0.996,0.974,0.954,0.88,0.83]
["EPSKH1","L",2.5020781,-0.00671970823,0.012827996,{"v":0.000155814594,"d":"1.56E-04"},{"v":1.25895581e-06,"d":"1.26E-06"},{"v":9.42857839e-08,"d":"9.43E-08"},{"v":-5.36411412e-05,"d":"-5.36E-05"},0,0,0,10,0,0,0.02,0.11,0.31,0.54,0.73,0.85,0.921,0.96,0.977,0.984,0.989,0.989,0.99,0.991,0.992,0.993,0.993,0.995,0.993,0.991,0.99,0.999,0.999,0.999,0.999,0.999,0.997,0.997,0.996,0.994]
["ESF03","L",3.25492893,-0.0156026034,0.0458228209,0.0037273634,{"v":-2.38976694E-4,"d":"-2.39E-04"},{"v":3.42745142E-5,"d":"3.43E-05"},0,0,0,0,10,0,0,0,0,0,0,0,0,0,0.05,0.35,0.61,0.76,0.9,0.957,0.982,0.997,0.999,0.999,0.999,0.999,0.999,0.999,0.999,0.999,0.999,0.999,0.999,0.999,0.998,0.985,0.961]
["ESF1","L",2.84827856,-0.0122548479,0.0316736954,{"v":1.70745362E-3,"d":"1.71E-03"},{"v":-7.33008941e-05,"d":"-7.33E-05"},{"v":1.41012815e-05,"d":"1.41E-05"},0,0,0,0,10,0,0,0,0,0,0,0,0,0,0.14,0.5,0.74,0.87,0.963,0.989,0.998,0.999,0.999,0.999,0.999,0.996,0.999,0.999,0.999,0.999,0.999,0.999,0.999,0.986,0.974,0.917,0.87]
["ESF10","L",2.87968193,-0.0123038115,0.033443025,{"v":1.83471163E-3,"d":"1.83E-03"},{"v":-8.12508073e-05,"d":"-8.13E-05"},{"v":1.59440837E-5,"d":"1.59E-05"},0,0,0,0,10,0,0,0,0,0,0,0,0,0,0.11,0.44,0.7,0.84,0.942,0.976,0.989,0.999,0.999,0.999,0.999,0.999,0.999,0.999,0.999,0.999,0.999,0.999,0.999,0.99,0.983,0.945,0.909]
["ESF11","L",3.05654935,-0.0143159709,0.0381593027,0.00315675913,{"v":-2.23523385E-4,"d":"-2.24E-04"},{"v":2.90021069e-05,"d":"2.90E-05"},0,0,0,0,10,0,0,0,0,0,0,0,0,0,0.08,0.4,0.65,0.79,0.91,0.951,0.969,0.98,0.987,0.998,0.998,0.994,0.992,0.99,0.999,0.999,0.999,0.999,0.995,0.981,0.974,0.937999999999999,0.9]
["ESF13","L",2.92006212,-0.0134436038,0.0333556844,2.46092959E-3,{"v":-0.000160492168,"d":"-1.60E-04"},{"v":2.11511846e-05,"d":"2.12E-05"},0,0,0,0,10,0,0,0,0,0,0,0,0,0,0.05,0.35,0.63,0.8,0.926,0.965,0.98,0.99,0.996,0.999,0.999,0.998,0.999,0.999,0.999,0.999,0.999,0.999,0.999,0.989,0.984,0.954,0.934]
["ESF14","L",2.98384614,-0.0128995609,{"v":0.035639664,"d":"3.56E-02"},{"v":0.00296907641,"d":"2.97E-03"},{"v":-0.00022269905,"d":"-2.23E-04"},{"v":2.67423649e-05,"d":"2.67E-05"},0,0,0,0,10,0,0,0,0,0,0,0,0,0,0.08,0.41,0.66,0.8,0.907,0.943,0.959,0.971,0.982,0.999,0.996,0.991,0.999,0.999,0.999,0.999,0.999,0.997,0.993,0.978,0.97,0.926,0.89]
["ESF15","L",2.7903158,-0.0118464509,0.0305751341,{"v":1.41030608E-3,"d":"1.41E-03"},{"v":-4.15895631e-05,"d":"-4.16E-05"},{"v":1.14740935E-5,"d":"1.15E-05"},0,0,0,0,10,0,0,0,0,0,0,0,0,0,0.13,0.46,0.68,0.81,0.912,0.948,0.963,0.973,0.982,0.995,0.997,0.995,0.999,0.999,0.999,0.999,0.999,0.999,0.999,0.996,0.987,0.953,0.907]
["ESF2","L",2.63429594,-0.00920840209,0.0274266023,{"v":0.000225441472,"d":"2.25E-04"},{"v":9.97644221e-05,"d":"9.98E-05"},{"v":1.76259116E-8,"d":"1.76E-08"},0,0,0,0,10,0,0,0,0,0,0,0,0,0.03,0.32,0.67,0.84,0.92,0.968,0.98,0.985,0.988,0.992,0.997,0.998,0.996,0.999,0.999,0.999,0.999,0.999,0.994,0.998,0.986,0.975,0.906,0.88]
["ESF4","L",2.96469762,-0.0128650713,0.0357299793,2.16572877E-3,{"v":-1.02243404E-4,"d":"-1.02E-04"},{"v":1.82439835e-05,"d":"1.82E-05"},0,0,0,0,10,0,0,0,0,0,0,0,0,0,0.09,0.4,0.67,0.83,0.951,0.986,0.997,0.999,0.999,0.999,0.999,0.999,0.999,0.999,0.999,0.999,0.999,0.999,0.999,0.999,0.988,0.955,0.915]
["ESF5","L",2.71201742,-0.0111228641,0.0276913413,{"v":1.13193687E-3,"d":"1.13E-03"},{"v":-2.4225064e-05,"d":"-2.42E-05"},{"v":8.91515335999999e-06,"d":"8.92E-06"},0,0,0,0,10,0,0,0,0,0,0,0,0,0.01,0.22,0.59,0.81,0.91,0.977,0.992,0.998,0.999,0.999,0.999,0.999,0.999,0.998,0.996,0.999,0.999,0.999,0.999,0.997,0.988,0.983,0.945,0.911]
["ESF6","L",3.117837,-0.0119410737,0.0443602265,{"v":0.00181348056,"d":"1.81E-03"},{"v":4.69669929E-6,"d":"4.70E-06"},{"v":1.61754136E-5,"d":"1.62E-05"},0,0,0,0,10,0,0,0,0,0,0,0,0,0.01,0.19,0.49,0.69,0.82,0.923,0.962,0.983,0.993,0.997,0.999,0.999,0.999,0.999,0.999,0.999,0.999,0.999,0.999,0.999,0.995,0.98,0.941,0.88]
["ESF7","L",2.60224509,-2.28272809E-3,{"v":0.0313239043,"d":"3.13E-02"},{"v":-0.00110981516,"d":"-1.11E-03"},{"v":0.00028447243,"d":"2.84E-04"},{"v":-1.2054467e-05,"d":"-1.21E-05"},0,0,0,0,10,0,0,0,0,0,0,0,0,0.03,0.33,0.67,0.84,0.916,0.964,0.975,0.981,0.986,0.99,0.995,0.995,0.992,0.993,0.996,0.999,0.999,0.999,0.988,0.997,0.988,0.975,0.906,0.88]
["ESF8","L",2.76155381,-0.0116348386,0.0286355735,{"v":0.00155293137,"d":"1.55E-03"},{"v":-7.94510589e-05,"d":"-7.95E-05"},{"v":1.28609539E-5,"d":"1.29E-05"},0,0,0,0,10,0,0,0,0,0,0,0,0,0.01,0.2,0.58,0.81,0.915,0.985,0.999,0.999,0.999,0.999,0.999,0.999,0.999,0.999,0.999,0.999,0.999,0.999,0.999,0.999,0.991,0.979,0.911,0.86]
["ESFH1","L",3.11728297,-0.0142927167,0.0450361555,0.00356204671,{"v":-0.000265603903,"d":"-2.66E-04"},{"v":4.19369865e-05,"d":"4.19E-05"},{"v":2.98920058e-05,"d":"2.99E-05"},0,0,0,10,0,0,0,0,0,0,0,0,0,0,0.15,0.47,0.71,0.89,0.937999999999999,0.957,0.969,0.977,0.988,0.992,0.989,0.988,0.983,0.998,0.997,0.999,0.998,0.991,0.976,0.965,0.936,0.903]
["ESFH2","L",3.29665964,-0.0153164744,0.0497296089,0.00351697046,{"v":-0.000219810309,"d":"-2.20E-04"},{"v":3.92850479E-5,"d":"3.93E-05"},{"v":1.6648651e-05,"d":"1.66E-05"},0,0,0,10,0,0,0,0,0,0,0,0,0,0.03,0.32,0.62,0.76,0.87,0.914,0.937,0.953,0.966,0.987,0.993,0.993,0.994,0.995,0.998,0.999,0.999,0.999,0.999,0.987,0.982,0.951,0.919]
["ESFS3","L",3.05701152,-0.0132251945,0.0390853018,0.0025148016,{"v":-0.000131876542,"d":"-1.32E-04"},{"v":2.24898958e-05,"d":"2.25E-05"},0,0,0,0,10,0,0,0,0,0,0,0,0,0,0.14,0.46,0.7,0.82,0.925,0.959,0.973,0.982,0.99,0.999,0.999,0.999,0.997,0,0,0,0,0,0,0,0,0,0]
["ESK10","L",2.58912326,-0.0100115186,0.0156165805,{"v":0.000328758605,"d":"3.29E-04"},{"v":-9.84858579e-06,"d":"-9.85E-06"},{"v":7.82877169e-07,"d":"7.83E-07"},0,0,0,0]
["ESK11","L",2.41034365,-0.0101286559,0.0126748412,{"v":0.000257347078,"d":"2.57E-04"},{"v":-6.24279133e-06,"d":"-6.24E-06"},{"v":3.35932224e-07,"d":"3.36E-07"},0,0,0,0,10,0.02,0.13,0.34,0.58,0.76,0.87,0.934,0.968,0.985,0.991,0.993,0.998,0.998,0.998,0.996,0.997,0.999,0.999,0.999,0.999,0.998,0.999,0,0,0,0,0,0,0,0,0,0]
["ESK12","L",2.46638796,-0.00865760981,{"v":0.0144628215,"d":"1.45E-02"},{"v":7.9427451e-05,"d":"7.94E-05"},{"v":1.55773822e-05,"d":"1.56E-05"},{"v":-5.24586883e-07,"d":"-5.25E-07"},0,0,0,0]
["ESK14","L",2.53104523,-0.0107742896,0.0140100006,{"v":2.47886041E-4,"d":"2.48E-04"},{"v":-1.0881644e-06,"d":"-1.09E-06"},{"v":1.03415548e-07,"d":"1.03E-07"},0,0,0,0,10,0,0.03,0.16,0.38,0.59,0.75,0.85,0.917,0.953,0.973,0.984,0.988,0.993,0.995,0.995,0.996,0.998,0.999,0.999,0.999,0.999,0.999,0,0,0,0,0,0,0,0,0,0]
["ESK15","L",2.59512882,-0.0133017463,0.0129505299,{"v":0.000946976976,"d":"9.47E-04"},{"v":-9.28161846E-5,"d":"-9.28E-05"},{"v":5.07474225e-06,"d":"5.07E-06"},0,0,0,0,10,0,0,0.02,0.13,0.37,0.6,0.77,0.88,0.939,0.976,0.993,0.999,0.999,0.999,0.999,0.999,0.999,0.999,0.999,0.999,0.999,0.999,0.999,0.999,0.999,0.999,0.997,0.999,0.997,0.984,0.942,0.85]
["ESK16","L",2.58572188,-0.0114561541,0.0140913669,{"v":0.000439966701,"d":"4.40E-04"},{"v":-2.67679001E-5,"d":"-2.68E-05"},{"v":1.51331053e-06,"d":"1.51E-06"},0,0,0,0,10,0,0.02,0.1,0.26,0.47,0.66,0.79,0.88,0.94,0.971,0.991,0.999,0.999,0.999,0.999,0.999,0.999,0.999,0.999,0.999,0.999,0.999,0.999,0.999,0.999,0.999,0.999,0.999,0.999,0.981,0.92,0.8]
["ESK18","L",2.65253732,-0.0207076891,0.00823565189,0.00259890034,{"v":-0.00030272324,"d":"-3.03E-04"},{"v":1.591967e-05,"d":"1.59E-05"},0,0,0,0]
["ESK2","L",2.5423297,-0.0100137205,0.0136627069,{"v":0.000828586571,"d":"8.29E-04"},{"v":-8.59026849e-05,"d":"-8.59E-05"},{"v":5.07949629e-06,"d":"5.08E-06"},0,0,0,0,10,0,0.01,0.07,0.22,0.44,0.63,0.78,0.87,0.933,0.967,0.982,0.992,0.998,0.999,0.999,0.999,0.999,0.999,0.999,0.999,0.998,0.999,0.999,0.999,0.999,0.999,0.996,0.999,0.986,0.976,0.908,0.79]
["ESK4","L",2.55935739,-0.0101666557,0.01458787,{"v":0.00036544107,"d":"3.65E-04"},{"v":-1.59151229e-05,"d":"-1.59E-05"},{"v":9.9861439e-07,"d":"9.99E-07"},0,0,0,0,10,0,0.01,0.07,0.2,0.35,0.53,0.72,0.86,0.94,0.983,0.999,0.999,0.999,0.999,0.999,0.999,0.999,0.999,0.999,0.999,0.999,0.999,0.999,0.999,0.999,0.999,0.999,0.999,0.999,0.989,0.944,0.848]
["ESK5","L",2.48616859,-0.00962090414,0.0146866348,{"v":-1.17877135E-4,"d":"-1.18E-04"},{"v":4.43876615E-5,"d":"4.44E-05"},{"v":-2.05228288E-6,"d":"-2.05E-06"},0,0,0,0,10,0,0.02,0.14,0.36,0.58,0.75,0.86,0.918,0.957,0.972,0.985,0.988,0.992,0.993,0.994,0.995,0.996,0.997,0.999,0.999,0.998,0.999,0,0,0,0,0,0,0,0,0,0]
["ESSFH1","L",3.49969217,-0.0206054247,0.0555041036,{"v":6.30946592E-3,"d":"6.31E-03"},{"v":-0.000589386889,"d":"-5.89E-04"},{"v":7.65523437e-05,"d":"7.66E-05"},0.00029763545,0,0,0,10,0,0,0,0,0,0,0,0,0,0,0.03,0.31,0.6,0.8,0.86,0.88,0.903,0.922,0.958,0.976,0.98,0.984,0.984,0.996,0.993,0.995,0.984,0.98,0.973,0.967,0.932,0.901]
["ESSK1","L",2.56935287,-0.0103280973,0.0161803173,{"v":0.000314456596,"d":"3.14E-04"},{"v":-8.91235286e-08,"d":"-8.91E-08"},{"v":6.08967029e-07,"d":"6.09E-07"},0,0,0,0]
["ESSK2","L",2.59124283,-0.014272062,0.0123965569,{"v":1.53774031E-3,"d":"1.54E-03"},{"v":-1.59274472E-4,"d":"-1.59E-04"},{"v":8.55211131e-06,"d":"8.55E-06"},0,0,0,0,10,0,0,0,0,0,0.05,0.34,0.65,0.82,0.91,0.949,0.97,0.98,0.988,0.99,0.992,0.993,0.995,0.995,0.994,0.995,0.995,0.999,0.999,0.999,0.999,0.999,0.997,0.986,0.976,0.933,0.83]
["ESSK5","L",2.69603796,-0.0100729839,0.0188657945,{"v":3.6803849E-4,"d":"3.68E-04"},{"v":4.06084448e-06,"d":"4.06E-06"},{"v":4.57460676e-07,"d":"4.57E-07"},0,0,0,0,10,0,0,0,0,0,0,0.08,0.37,0.66,0.83,0.911,0.951,0.972,0.988,0.992,0.995,0.998,0.999,0.999,0.999,0.999,0.999,0.999,0.999,0.999,0.999,0.999,0.999,0.99,0.981,0.941,0.85]
["ESSK8","L",2.57047824,-0.0119686463,0.0149712411,1.12845548E-3,{"v":-0.000110413826,"d":"-1.10E-04"},{"v":7.39815032e-06,"d":"7.40E-06"},0,0,0,0,10,0,0,0,0,0,0,0.03,0.25,0.57,0.77,0.88,0.932,0.961,0.982,0.987,0.99,0.994,0.996,0.998,0.996,0.993,0.996,0.999,0.999,0.999,0.999,0.999,0.996,0.984,0.971,0.93,0.87]
["F2","L",2.54500231,-1.33739584E-3,0.0280115116,{"v":-0.000541702056,"d":"-5.42E-04"},{"v":1.50175374E-4,"d":"1.50E-04"},{"v":-3.61707105e-06,"d":"-3.62E-06"},0,0,0,0,10,0,0,0,0,0.01,0.3,0.71,0.9,0.945,0.97,0.98,0.988,0.991,0.995,0.996,0.999,0.999,0.999,0.999,0.999,0.999,0.999,0,0,0,0,0,0,0,0,0,0]
["F5","L",2.52772484,-0.0238190802,0.010205037,{"v":0.00348057562,"d":"3.48E-03"},{"v":-0.00036036153,"d":"-3.60E-04"},{"v":2.05731116e-05,"d":"2.06E-05"},0,0,0,0,10,0,0,0,0,0.11,0.55,0.83,0.936,0.966,0.981,0.985,0.99,0.995,0.996,0.997,0.998,0.999,0.999,0.999,0.999,0.999,0.999,0,0,0,0,0,0,0,0,0,0]
["JBAF10","L",2.72808119,-0.00930210914,0.0208031569,{"v":0.000457311835,"d":"4.57E-04"},{"v":-2.96273778e-06,"d":"-2.96E-06"},{"v":1.6311403E-6,"d":"1.63E-06"},{"v":-7.12221204e-05,"d":"-7.12E-05"},0,0,0,10,0,0,0,0,0,0.01,0.13,0.41,0.69,0.85,0.922,0.956,0.973,0.985,0.988,0.991,0.995,0.996,0.999,0.998,0.999,0.999,0.999,0.998,0.998,0.998,0.999,0.992,0.983,0.973,0.94,0.89]
["JBAF11","L",2.71886836,-0.00921086428,0.0202512558,{"v":0.000423467645,"d":"4.23E-04"},{"v":-1.03717059E-6,"d":"-1.04E-06"},{"v":1.22100678e-06,"d":"1.22E-06"},{"v":-5.97080099e-05,"d":"-5.97E-05"},0,0,0,10,0,0,0,0,0,0.04,0.22,0.52,0.76,0.89,0.941,0.967,0.979,0.987,0.989,0.991,0.994,0.996,0.998,0.997,0.997,0.997,0.997,0.997,0.997,0.998,0.997,0.992,0.979,0.97,0.935,0.88]
["JBAF12","L",2.62810335,-9.95087731E-3,0.0206473464,{"v":0.000162531777,"d":"1.63E-04"},{"v":7.85240289e-05,"d":"7.85E-05"},{"v":-7.45350927e-06,"d":"-7.45E-06"},{"v":-0.000144740792,"d":"-1.45E-04"},{"v":4.83617341e-07,"d":"4.84E-07"},0,0,10,0,0,0,0,0,0,0.01,0.11,0.39,0.67,0.83,0.909,0.947,0.976,0.985,0.989,0.992,0.995,0.997,0.997,0.998,0.998,0.998,0.999,0.999,0.998,0.99,0.99,0.981,0.968,0.906,0.81]
["JBAF3","L",2.45448839,-0.00867148962999999,0.0176039752,{"v":0.000154610243,"d":"1.55E-04"},{"v":5.59918259e-05,"d":"5.60E-05"},{"v":-5.01297284e-06,"d":"-5.01E-06"},{"v":-0.00010471524,"d":"-1.05E-04"},{"v":3.1755799e-07,"d":"3.18E-07"},0,0,10,0,0,0,0,0,0.01,0.03,0.19,0.58,0.82,0.917,0.96,0.977,0.989,0.991,0.992,0.994,0.994,0.996,0.994,0.993,0.993,0.996,0.998,0.998,0.999,0.992,0.989,0.968,0.946,0.88,0.83]
["JBAF4","L",2.5217584,-0.00979498428,{"v":0.0197297837,"d":"1.97E-02"},{"v":7.13034071e-05,"d":"7.13E-05"},{"v":0.000103716753,"d":"1.04E-04"},{"v":-1.06452623E-5,"d":"-1.06E-05"},{"v":-1.34973275E-4,"d":"-1.35E-04"},{"v":6.6389953E-7,"d":"6.64E-07"},0,0,10,0,0,0,0,0,0,0,0.02,0.29,0.66,0.84,0.916,0.95,0.973,0.978,0.983,0.986,0.989,0.992,0.993,0.992,0.992,0.994,0.996,0.996,0.997,0.982,0.99,0.982,0.971,0.901,0.87]
["JBAF8","L",2.58219095,-0.00986301021,0.0189733467,{"v":0.000219248923,"d":"2.19E-04"},{"v":4.98624477e-05,"d":"4.99E-05"},{"v":-4.45223153e-06,"d":"-4.45E-06"},{"v":-1.16286506E-4,"d":"-1.16E-04"},{"v":3.07817299e-07,"d":"3.08E-07"},0,0,10,0,0,0,0,0,0,0.03,0.19,0.51,0.76,0.88,0.941,0.967,0.985,0.989,0.992,0.995,0.996,0.998,0.997,0.997,0.999,0.999,0.999,0.999,0.999,0.99,0.99,0.979,0.966,0.901,0.82]
["JBAK1","L",2.43258691,-0.00822086723,0.0143187501,{"v":1.59799832E-4,"d":"1.60E-04"},{"v":8.58344462e-06,"d":"8.58E-06"},{"v":-1.00538104E-7,"d":"-1.01E-07"},{"v":-9.21764323999999E-5,"d":"-9.22E-05"},0,0,0,10,0.05,0.14,0.33,0.55,0.74,0.86,0.928,0.964,0.981,0.989,0.992,0.995,0.996,0.997,0.996,0.996,0.997,0.998,0.998,0.998,0.997,0.998,0.998,0.997,0.997,0.996,0.989,0.99,0.976,0.965,0.916,0.88]
["JBAK2","L",2.3361606,-0.00818245071,0.0127499096,{"v":0.000122269251,"d":"1.22E-04"},{"v":8.48994056999999e-06,"d":"8.49E-06"},{"v":-1.59525058e-07,"d":"-1.60E-07"},{"v":-9.82753897e-05,"d":"-9.83E-05"},0,0,0,10,0,0.07,0.22,0.5,0.74,0.88,0.946,0.976,0.989,0.994,0.995,0.998,0.999,0.999,0.998,0.998,0.999,0.999,0.999,0.999,0.998,0.999,0.998,0.996,0.996,0.996,0.99,0.99,0.972,0.947,0.89,0.85]
["JBAK4","L",2.42114503,-0.00899959340999999,0.014307112,{"v":1.89993274E-4,"d":"1.90E-04"},{"v":6.09602388E-6,"d":"6.10E-06"},{"v":2.25737069e-07,"d":"2.26E-07"},{"v":-9.30006854e-05,"d":"-9.30E-05"},0,0,0,10,0,0,0,0,0.02,0.16,0.47,0.75,0.89,0.951,0.974,0.985,0.991,0.995,0.996,0.997,0.997,0.998,0.999,0.998,0.998,0.998,0.998,0.998,0.998,0.999,0.984,0.99,0.972,0.955,0.88,0.83]
["JBALF4","L",2.45156936,-0.00835914203,0.0153016408,{"v":0.00022451288,"d":"2.25E-04"},{"v":5.89498036e-06,"d":"5.89E-06"},{"v":2.59209632e-07,"d":"2.59E-07"},{"v":-8.88499407e-05,"d":"-8.88E-05"},0,0,0,10,0,0,0,0,0.05,0.23,0.52,0.75,0.88,0.941,0.97,0.984,0.991,0.995,0.995,0.995,0.997,0.998,0.999,0.999,0.998,0.999,0.998,0.998,0.998,0.998,0.993,0.99,0.977,0.962,0.907,0.84]
["JBASF2","L",2.69527127,-0.0109541476,0.0234490053,1.9016356E-3,{"v":-3.68276327E-4,"d":"-3.68E-04"},{"v":7.49770823e-05,"d":"7.50E-05"},{"v":0,"d":"0.00E+00"},{"v":-7.0943249e-06,"d":"-7.09E-06"},{"v":3.01058679E-7,"d":"3.01E-07"},0,10,0,0,0,0,0,0,0,0.01,0.14,0.42,0.69,0.84,0.916,0.969,0.983,0.987,0.991,0.993,0.997,0.996,0.995,0.998,0.998,0.998,0.998,0.997,0.993,0.988,0.972,0.952,0.89,0.84]
["JBASF6","L",2.71408053,-0.011443869,0.0232439131,{"v":0.000130291556,"d":"1.30E-04"},{"v":1.1814346E-4,"d":"1.18E-04"},{"v":-1.18586652E-5,"d":"-1.19E-05"},{"v":-0.000185062065,"d":"-1.85E-04"},{"v":7.68022789e-07,"d":"7.68E-07"},0,0,10,0,0,0,0,0,0,0,0.03,0.2,0.48,0.7,0.82,0.89,0.949,0.969,0.979,0.985,0.99,0.995,0.996,0.996,0.997,0.998,0.999,0.999,0.998,0.992,0.99,0.979,0.962,0.89,0.73]
["JBASF7","L",2.82115391,-0.0100514408,0.0249821665,{"v":0.000523468025,"d":"5.23E-04"},{"v":3.70259835e-05,"d":"3.70E-05"},{"v":-2.14786963E-6,"d":"-2.15E-06"},{"v":-9.24350756e-05,"d":"-9.24E-05"},{"v":2.97698375e-07,"d":"2.98E-07"},0,0,10,0,0,0,0,0,0,0,0.11,0.4,0.68,0.84,0.909,0.944,0.972,0.98,0.985,0.989,0.992,0.996,0.997,0.997,0.997,0.997,0.996,0.996,0.997,0.996,0.991,0.982,0.973,0.938,0.88]
["JBASF8","L",2.88696022,-0.0105560202,0.0280905311,3.99098561E-4,{"v":1.15091109E-4,"d":"1.15E-04"},{"v":-1.16375905e-05,"d":"-1.16E-05"},{"v":-0.000102521932,"d":"-1.03E-04"},{"v":8.75066077e-07,"d":"8.75E-07"},0,0,10,0,0,0,0,0,0,0,0.04,0.23,0.53,0.74,0.84,0.901,0.951,0.969,0.977,0.983,0.988,0.994,0.996,0.996,0.997,0.996,0.996,0.997,0.998,0.996,0.991,0.982,0.971,0.934,0.87]
["JBK7","L",2.27109726,-0.00947304881,0.0109352525,{"v":0.000136527555,"d":"1.37E-04"},{"v":1.68617824e-06,"d":"1.69E-06"},{"v":5.85391298e-08,"d":"5.85E-08"},{"v":-8.9187152e-05,"d":"-8.92E-05"},0,0,0,10,0.01,0.08,0.3,0.59,0.79,0.89,0.947,0.973,0.986,0.99,0.99,0.995,0.996,0.996,0.995,0.995,0.996,0.996,0.996,0.996,0.994,0.993,0.989,0.997,0.996,0.997,0.977,0.987,0.96,0.921,0.81,0.75]
["JBK7A","L",2.27110883,-0.00938988354,0.0109572221,{"v":0.000120210067,"d":"1.20E-04"},{"v":3.31079774E-6,"d":"3.31E-06"},{"v":-1.48235581e-08,"d":"-1.48E-08"},-1.00277081E-4,0,0,0,10,0.08,0.15,0.36,0.61,0.8,0.903,0.954,0.977,0.988,0.993,0.995,0.997,0.998,0.999,0.998,0.998,0.999,0.999,0.999,0.999,0.998,0.998,0.998,0.997,0.997,0.997,0.977,0.987,0.96,0.921,0.81,0.75]
["JF1","L",2.57291645,-0.010421051,0.0237163029,{"v":0.000442698668,"d":"4.43E-04"},{"v":9.19547318E-5,"d":"9.20E-05"},{"v":-8.93128864e-06,"d":"-8.93E-06"},{"v":-1.02025424E-4,"d":"-1.02E-04"},{"v":7.90992496e-07,"d":"7.91E-07"},0,0,10,0,0,0,0,0,0,0,0.01,0.14,0.46,0.74,0.88,0.943,0.982,0.99,0.993,0.994,0.996,0.998,0.998,0.998,0.998,0.998,0.997,0.998,0.999,0.989,0.988,0.968,0.95,0.87,0.83]
["JF16","L",2.47262695,-0.0101687674,0.019743684,0.00181579852,{"v":-0.00035896046,"d":"-3.59E-04"},{"v":7.21398135e-05,"d":"7.21E-05"},{"v":0,"d":"0.00E+00"},{"v":-6.71121675e-06,"d":"-6.71E-06"},{"v":2.80287467E-7,"d":"2.80E-07"},0,10,0,0,0,0,0,0,0,0.1,0.43,0.77,0.913,0.961,0.977,0.986,0.987,0.99,0.992,0.994,0.997,0.998,0.996,0.997,0.996,0.996,0.997,0.998,0.994,0.988,0.98,0.98,0.945,0.94]
["JF2","L",2.55848782,-0.0111821288,0.0203054502,{"v":0.00204096825,"d":"2.04E-03"},{"v":-0.000437338902,"d":"-4.37E-04"},{"v":8.55288881e-05,"d":"8.55E-05"},{"v":0,"d":"0.00E+00"},{"v":-7.9676939e-06,"d":"-7.97E-06"},{"v":3.26555576e-07,"d":"3.27E-07"},0,10,0,0,0,0,0,0,0,0.02,0.19,0.55,0.81,0.922,0.962,0.984,0.988,0.99,0.992,0.994,0.997,0.997,0.997,0.998,0.997,0.996,0.996,0.997,0.985,0.988,0.973,0.957,0.88,0.85]
["JF3","L",2.5354736,-0.010429899,0.0222719327,{"v":0.000443442601,"d":"4.43E-04"},{"v":7.40581279E-5,"d":"7.41E-05"},{"v":-6.90525545e-06,"d":"-6.91E-06"},{"v":-9.00763853e-05,"d":"-9.01E-05"},{"v":6.52621989e-07,"d":"6.53E-07"},0,0,10,0,0,0,0,0,0,0,0.01,0.15,0.46,0.73,0.87,0.933,0.971,0.98,0.984,0.987,0.991,0.996,0.996,0.995,0.997,0.997,0.996,0.996,0.996,0.987,0.989,0.978,0.967,0.912,0.89]
["JF5","L",2.50730433,-0.0096392024,0.021773033,{"v":0.0002157139,"d":"2.16E-04"},{"v":0.000115184205,"d":"1.15E-04"},{"v":-1.21949895e-05,"d":"-1.22E-05"},{"v":-1.08925344E-4,"d":"-1.09E-04"},{"v":8.47741632e-07,"d":"8.48E-07"},0,0,10,0,0,0,0,0,0,0,0.03,0.24,0.6,0.83,0.927,0.964,0.985,0.99,0.992,0.994,0.995,0.997,0.997,0.997,0.998,0.998,0.999,0.999,0.998,0.992,0.991,0.973,0.95,0.88,0.86]
["JF8","L",2.48625113,-0.0100589301,0.0196315837,{"v":0.000763732181,"d":"7.64E-04"},{"v":-3.17124943e-05,"d":"-3.17E-05"},{"v":5.33168997E-6,"d":"5.33E-06"},{"v":-3.66798847e-05,"d":"-3.67E-05"},0,0,0,10,0,0,0,0,0,0,0,0.05,0.29,0.64,0.85,0.933,0.966,0.985,0.99,0.992,0.994,0.995,0.997,0.998,0.997,0.999,0.998,0.996,0.995,0.993,0.987,0.986,0.972,0.954,0.89,0.88]
["JFK01","L",2.21789187,-0.00556369762,{"v":0.00839632920999999,"d":"8.40E-03"},{"v":8.32133541e-05,"d":"8.32E-05"},{"v":8.943616E-7,"d":"8.94E-07"},{"v":1.16808762e-08,"d":"1.17E-08"},{"v":-3.28049024E-5,"d":"-3.28E-05"},0,0,0,10,0.01,0.05,0.15,0.33,0.54,0.73,0.85,0.925,0.962,0.979,0.987,0.99,0.991,0.991,0.99,0.991,0.992,0.993,0.993,0.993,0.991,0.992,0.987,0.99,0.988,0.995,0.995,0.992,0.986,0.988,0.985,0.988]
["JFK01A","L",2.21785004,-0.00552619544,0.00839820345,8.8019088e-05,1.15723877E-7,5.38178618e-08,-4.04219098e-05,0,0,0,10,0.04,0.11,0.24,0.44,0.65,0.8,0.902,0.953,0.978,0.99,0.995,0.997,0.997,0.996,0.996,0.997,0.998,0.999,0.999,0.998,0.997,0.999,0.999,0.999,0.999,0.999,0.999,0.998,0.999,0.999,0.999,0.998]
["JFK5","L",2.18826855,-0.00919044724,{"v":0.00926372815,"d":"9.26E-03"},{"v":7.34900733e-05,"d":"7.35E-05"},{"v":4.19724242e-06,"d":"4.20E-06"},{"v":-1.15412203E-7,"d":"-1.15E-07"},-0.000111621071,0,0,0,10,0.24,0.53,0.77,0.9,0.955,0.978,0.988,0.994,0.996,0.996,0.996,0.998,0.999,0.998,0.997,0.998,0.998,0.998,0.998,0.998,0.997,0.998,0.999,0.999,0.999,0.999,0.969,0.987,0.98,0.968,0.82,0.8]
["JFKH1","L",2.22016073,-0.00500725473,{"v":0.00842088796,"d":"8.42E-03"},{"v":7.02327459e-05,"d":"7.02E-05"},{"v":2.470079e-06,"d":"2.47E-06"},{"v":-6.50002003e-08,"d":"-6.50E-08"},{"v":-3.55507111E-5,"d":"-3.56E-05"},0,0,0,10,0.1,0.18,0.33,0.51,0.69,0.82,0.912,0.962,0.977,0.988,0.994,0.995,0.996,0.995,0.995,0.996,0.997,0.998,0.998,0.998,0.998,0.997,0.995,0.993,0.995,0.998,0.999,0.995,0.991,0.994,0.988,0.984]
["JFKH2","L",2.10149795,-0.00468337833,{"v":0.00677542246,"d":"6.78E-03"},{"v":4.53499889e-05,"d":"4.53E-05"},{"v":2.24209054e-06,"d":"2.24E-06"},{"v":-6.21790903e-08,"d":"-6.22E-08"},{"v":-1.34642385e-05,"d":"-1.35E-05"},0,0,0,10,0,0,0.06,0.18,0.39,0.61,0.79,0.89,0.949,0.976,0.988,0.993,0.995,0.994,0.994,0.996,0.996,0.998,0.999,0.998,0.997,0.998,0.996,0.994,0.994,0.995,0.994,0.994,0.991,0.995,0.994,0.998]
["JK3","L",2.27169182,-0.00815289465,0.0119516164,{"v":1.7667373E-4,"d":"1.77E-04"},{"v":1.45062194e-06,"d":"1.45E-06"},{"v":2.2485209e-07,"d":"2.25E-07"},{"v":-6.46337623e-05,"d":"-6.46E-05"},0,0,0,10,0,0,0,0.05,0.25,0.57,0.81,0.923,0.969,0.985,0.991,0.995,0.997,0.997,0.996,0.997,0.997,0.998,0.998,0.998,0.997,0.998,0.998,0.998,0.998,0.997,0.989,0.99,0.971,0.945,0.88,0.85]
["JK5","L",2.28421062,-0.00815537489,0.0122386101,{"v":1.10833374E-4,"d":"1.11E-04"},{"v":9.05979458e-06,"d":"9.06E-06"},{"v":-1.07673777E-7,"d":"-1.08E-07"},-1.05573054E-4,0,0,0,10,0,0,0,0,0.09,0.4,0.7,0.86,0.933,0.967,0.98,0.989,0.994,0.995,0.995,0.996,0.996,0.996,0.996,0.997,0.997,0.996,0.998,0.999,0.999,0.999,0.97,0.985,0.974,0.945,0.8,0.63]
["JKF6","L",2.26653222,-0.00974283829,0.0127195343,{"v":0.000315395806,"d":"3.15E-04"},{"v":-8.83703038e-06,"d":"-8.84E-06"},{"v":1.84064027E-6,"d":"1.84E-06"},{"v":-8.49115571999999e-05,"d":"-8.49E-05"},0,0,0,10,0,0,0,0,0,0,0.18,0.55,0.83,0.94,0.97,0.982,0.988,0.991,0.992,0.994,0.996,0.997,0.999,0.999,0.999,0.999,0.999,0.999,0.999,0.999,0.989,0.994,0.99,0.985,0.921,0.88]
["JKZFH1","L",2.54674023,-0.012265261,0.0185970683,{"v":0.000522959966,"d":"5.23E-04"},{"v":-9.9314501e-06,"d":"-9.93E-06"},{"v":2.37371768E-6,"d":"2.37E-06"},-0.00013427904,0,0,0,10,0,0,0,0,0.06,0.32,0.66,0.85,0.931,0.964,0.979,0.986,0.99,0.994,0.996,0.997,0.998,0.998,0.999,0.999,0.999,0.999,0.999,0.999,0.999,0.999,0.977,0.99,0.98,0.951,0.82,0.65]
["JKZFH4","L",2.37404487,-0.0107631771,0.0135709369,{"v":0.000255765647,"d":"2.56E-04"},{"v":-2.23388334E-6,"d":"-2.23E-06"},4.91067955e-07,-0.000128642692,0,0,0,10,0,0,0.12,0.35,0.58,0.74,0.84,0.906,0.945,0.969,0.981,0.988,0.992,0.996,0.997,0.998,0.999,0.999,0.999,0.999,0.999,0.999,0.999,0.997,0.997,0.998,0.976,0.985,0.975,0.945,0.81,0.59]
["JKZFH6","L",2.76011543,-0.0123775063,0.0244484473,{"v":0.00115656997,"d":"1.16E-03"},{"v":-9.74000173e-05,"d":"-9.74E-05"},1.85226731e-05,0,{"v":-1.41521524E-6,"d":"-1.42E-06"},{"v":5.92951085e-08,"d":"5.93E-08"},0,10,0,0,0,0,0.01,0.18,0.53,0.75,0.86,0.918,0.948,0.964,0.974,0.983,0.987,0.99,0.992,0.994,0.997,0.997,0.998,0.997,0.999,0.999,0.999,0.999,0.992,0.994,0.984,0.971,0.906,0.81]
["JKZFH7","L",2.92982429,-0.0115064058,0.0242192502,{"v":4.8433986E-4,"d":"4.84E-04"},{"v":3.92109984e-06,"d":"3.92E-06"},7.18628425e-07,-9.01320677e-05,0,0,0,10,0.04,0.07,0.24,0.46,0.64,0.76,0.85,0.902,0.938,0.96,0.972,0.979,0.983,0.987,0.99,0.993,0.995,0.995,0.998,0.998,0.998,0.998,0.999,0.998,0.998,0.997,0.995,0.995,0.987,0.972,0.944,0.82]
["JLAF01","L",2.82684251,-0.0103793494,0.021662046,{"v":4.72548975E-4,"d":"4.73E-04"},{"v":-2.58637501e-06,"d":"-2.59E-06"},{"v":1.43317138E-6,"d":"1.43E-06"},{"v":-7.59583802999999E-5,"d":"-7.60E-05"},0,0,0,10,0,0,0,0,0,0.01,0.11,0.36,0.64,0.82,0.902,0.944,0.966,0.983,0.988,0.991,0.994,0.996,0.998,0.996,0.996,0.997,0.996,0.995,0.995,0.995,0.994,0.989,0.98,0.966,0.925,0.81]
["JLAF010","L",2.97218511,-0.0132235298,0.0233639677,{"v":3.84261692E-4,"d":"3.84E-04"},{"v":9.20777694E-6,"d":"9.21E-06"},{"v":3.19655312e-07,"d":"3.20E-07"},-1.74821942E-4,0,0,0,10,0,0,0.04,0.16,0.32,0.5,0.64,0.76,0.85,0.911,0.945,0.965,0.976,0.986,0.99,0.993,0.996,0.998,0.998,0.998,0.998,0.998,0.996,0.994,0.996,0.998,0.997,0.992,0.983,0.958,0.89,0.65]
["JLAF016","L",3.13977744,-0.0136971027,0.0348771551,0.000587991861,{"v":1.35087453E-4,"d":"1.35E-04"},{"v":-1.23042975E-5,"d":"-1.23E-05"},{"v":-1.62026634E-4,"d":"-1.62E-04"},{"v":9.55959268e-07,"d":"9.56E-07"},0,0,10,0,0,0,0,0,0,0,0.04,0.25,0.53,0.73,0.83,0.88,0.932,0.956,0.969,0.979,0.985,0.995,0.996,0.997,0.998,0.998,0.997,0.998,0.999,0.999,0.994,0.987,0.972,0.924,0.77]
["JLAF016HS","L",3.13977744,-0.0136971027,0.0348771551,{"v":0.000587991861,"d":"5.88E-04"},{"v":1.35087453E-4,"d":"1.35E-04"},-1.23042975E-5,-1.62026634E-4,9.55959268e-07,0,0,10,0,0,0,0,0,0,0,0.05,0.31,0.63,0.8,0.88,0.917,0.953,0.97,0.979,0.985,0.99,0.996,0.997,0.997,0.998,0.998,0.999,0.998,0.996,0.992,0.99,0.989,0.971,0.915,0.76]
["JLAF02","L",2.88586901,-0.0102242298,0.0243594329,{"v":0.000671639978,"d":"6.72E-04"},{"v":-1.38459487E-5,"d":"-1.38E-05"},{"v":2.96139784e-06,"d":"2.96E-06"},{"v":-5.7330265E-5,"d":"-5.73E-05"},0,0,0,10,0,0,0,0,0,0,0.07,0.34,0.65,0.82,0.9,0.939,0.96,0.979,0.986,0.99,0.993,0.995,0.997,0.997,0.997,0.998,0.997,0.997,0.997,0.998,0.995,0.992,0.984,0.972,0.941,0.86]
["JLAF04","L",3.01765567,-0.0144029325,0.0241938931,{"v":0.00050291378,"d":"5.03E-04"},{"v":-1.18295424E-7,"d":"-1.18E-07"},{"v":1.26171561E-6,"d":"1.26E-06"},-1.73403131E-4,0,0,0,10,0,0,0,0,0,0.07,0.26,0.53,0.74,0.86,0.919,0.952,0.969,0.984,0.99,0.993,0.996,0.997,0.999,0.999,0.999,0.999,0.997,0.995,0.995,0.996,0.993,0.989,0.978,0.957,0.88,0.64]
["JLAF05","L",3.01897142,-0.0106135241,0.0284177137,{"v":0.000843869366,"d":"8.44E-04"},{"v":-1.12827377E-5,"d":"-1.13E-05"},{"v":3.11337221e-06,"d":"3.11E-06"},{"v":-3.56215294e-05,"d":"-3.56E-05"},0,0,0,10,0,0,0,0,0,0.02,0.25,0.55,0.74,0.85,0.907,0.939,0.958,0.974,0.981,0.985,0.989,0.991,0.993,0.994,0.993,0.992,0.989,0.995,0.994,0.996,0.995,0.991,0.986,0.978,0.959,0.87]
["JLAF09","L",2.81748246,-0.0105788235,0.0214941409,{"v":0.000433668886,"d":"4.34E-04"},{"v":3.1538635e-07,"d":"3.15E-07"},{"v":1.19012861e-06,"d":"1.19E-06"},-1.00459117E-4,0,0,0,10,0,0,0,0,0,0,0.11,0.43,0.69,0.84,0.91,0.944,0.962,0.977,0.98,0.984,0.988,0.99,0.993,0.992,0.991,0.992,0.991,0.993,0.991,0.995,0.993,0.99,0.983,0.974,0.94,0.85]
["JLAF2","L",2.96796358,-0.0119454184,0.0250950364,{"v":0.00059199783,"d":"5.92E-04"},{"v":-3.88364981e-06,"d":"-3.88E-06"},{"v":2.08885425e-06,"d":"2.09E-06"},-0.000121022641,0,0,0,10,0,0,0,0,0,0,0.08,0.3,0.58,0.77,0.88,0.929,0.956,0.978,0.986,0.991,0.994,0.996,0.997,0.997,0.997,0.998,0.999,0.999,0.999,0.999,0.997,0.993,0.986,0.97,0.922,0.76]
["JLAF3","L",2.88297779,-0.0115922463,0.0224704179,{"v":0.000475179381,"d":"4.75E-04"},{"v":-1.9647181E-6,"d":"-1.96E-06"},{"v":1.41116684e-06,"d":"1.41E-06"},-1.15749419E-4,0,0,0,10,0,0,0,0,0,0.02,0.16,0.45,0.71,0.86,0.925,0.957,0.973,0.985,0.99,0.993,0.995,0.997,0.999,0.998,0.998,0.998,0.997,0.995,0.996,0.998,0.993,0.993,0.986,0.97,0.921,0.77]
["JLAF7","L",2.96739544,-0.0118139418,0.0310749099,{"v":0.000654571893,"d":"6.55E-04"},{"v":9.85567905e-05,"d":"9.86E-05"},{"v":-8.8311254e-06,"d":"-8.83E-06"},{"v":-0.000133628078,"d":"-1.34E-04"},{"v":8.38843732e-07,"d":"8.39E-07"},0,0,10,0,0,0,0,0,0,0,0.01,0.13,0.39,0.62,0.77,0.86,0.935,0.962,0.975,0.983,0.988,0.995,0.995,0.995,0.996,0.999,0.999,0.999,0.999,0.997,0.995,0.985,0.967,0.917,0.78]
["JLAFH3","L",3.1015892,-0.013347498,0.0364605893,3.26400857E-3,-6.24213023E-4,0.000140210775,{"v":0,"d":"0.00E+00"},{"v":-1.42247779E-5,"d":"-1.42E-05"},{"v":6.58468818e-07,"d":"6.58E-07"},0,10,0,0,0,0,0,0,0,0,0.01,0.12,0.36,0.6,0.76,0.9,0.942,0.962,0.973,0.981,0.992,0.994,0.993,0.995,0.996,0.998,0.998,0.999,0.997,0.991,0.984,0.977,0.938,0.89]
["JLAFH3HS","L",3.1015892,-0.013347498,0.0364605893,3.26400857E-3,-6.24213023E-4,0.000140210775,0,-1.42247779E-5,6.58468818e-07,0,10,0,0,0,0,0,0,0,0,0.02,0.24,0.58,0.79,0.88,0.938,0.96,0.971,0.979,0.984,0.992,0.995,0.996,0.997,0.998,0.999,0.999,0.999,0.993,0.992,0.99,0.977,0.93,0.87]
["JLAK01","L",2.64746203,-0.0131056736,0.0155169536,{"v":0.000192870468,"d":"1.93E-04"},{"v":4.84379496e-06,"d":"4.84E-06"},{"v":-7.97499056999999e-09,"d":"-7.97E-09"},-1.66347533E-4,0,0,0,10,0,0.03,0.07,0.15,0.28,0.44,0.6,0.74,0.84,0.904,0.942,0.963,0.976,0.987,0.991,0.993,0.996,0.997,0.998,0.996,0.997,0.997,0.996,0.996,0.997,0.998,0.993,0.99,0.976,0.955,0.87,0.62]
["JLAK011","L",2.96970289,-0.0138160772,0.021844812,{"v":0.000320709012,"d":"3.21E-04"},{"v":8.12772786e-06,"d":"8.13E-06"},{"v":7.94854532e-08,"d":"7.95E-08"},-1.88539623E-4,0,0,0,10,0.07,0.16,0.25,0.35,0.5,0.64,0.75,0.83,0.9,0.935,0.959,0.973,0.981,0.989,0.992,0.995,0.997,0.998,0.999,0.999,0.999,0.998,0.999,0.999,0.999,0.999,0.994,0.994,0.981,0.952,0.87,0.62]
["JLAK02","L",2.74008995,-0.0120461104,0.0176614454,{"v":1.8931729E-4,"d":"1.89E-04"},{"v":1.04494737E-5,"d":"1.04E-05"},{"v":-1.62215193e-07,"d":"-1.62E-07"},-0.000175410927,0,0,0,10,0.06,0.13,0.25,0.39,0.54,0.67,0.78,0.86,0.914,0.946,0.965,0.975,0.981,0.986,0.988,0.992,0.994,0.996,0.998,0.997,0.998,0.999,0.998,0.997,0.997,0.997,0.992,0.988,0.975,0.954,0.86,0.65]
["JLAK04","L",2.67775568,-0.0109363526,0.0171233781,{"v":0.000257310134,"d":"2.57E-04"},{"v":2.54752519e-06,"d":"2.55E-06"},{"v":1.89782794e-07,"d":"1.90E-07"},-1.12368235E-4,0,0,0,10,0,0.02,0.08,0.19,0.37,0.57,0.73,0.84,0.914,0.953,0.974,0.984,0.99,0.995,0.996,0.996,0.997,0.998,0.999,0.999,0.998,0.997,0.993,0.998,0.997,0.999,0.997,0.992,0.978,0.964,0.9,0.79]
["JLAK06","L",2.75830673,-0.0104979587,0.0198026568,{"v":0.000388736963,"d":"3.89E-04"},{"v":-3.98876195E-7,"d":"-3.99E-07"},{"v":8.98869177e-07,"d":"8.99E-07"},{"v":-8.63280601E-5,"d":"-8.63E-05"},0,0,0,10,0,0,0,0,0,0.01,0.16,0.47,0.71,0.85,0.913,0.949,0.967,0.982,0.987,0.989,0.992,0.994,0.996,0.995,0.995,0.995,0.991,0.997,0.995,0.997,0.993,0.992,0.985,0.974,0.933,0.82]
["JLAK09","L",2.94471329,-0.0139489672,0.0221246396,{"v":0.000296283761,"d":"2.96E-04"},{"v":1.28986233E-5,"d":"1.29E-05"},{"v":-4.34524857e-08,"d":"-4.35E-08"},-0.000208989528,0,0,0,10,0.03,0.07,0.19,0.35,0.5,0.64,0.76,0.84,0.9,0.938,0.961,0.974,0.981,0.989,0.992,0.994,0.995,0.997,0.997,0.998,0.998,0.998,0.997,0.996,0.997,0.998,0.993,0.989,0.975,0.949,0.86,0.6]
["JLAK10","L",2.89571408,-0.0120013315,0.0219522159,{"v":0.000357973143,"d":"3.58E-04"},{"v":8.26304425e-06,"d":"8.26E-06"},{"v":2.7388172e-07,"d":"2.74E-07"},-1.36916169E-4,0,0,0,10,0,0,0.03,0.11,0.26,0.45,0.62,0.75,0.85,0.911,0.947,0.967,0.978,0.988,0.992,0.994,0.997,0.998,0.999,0.998,0.998,0.998,0.999,0.999,0.999,0.999,0.999,0.992,0.979,0.962,0.901,0.72]
["JLAK12","L",2.76331704,-0.0111612524,0.0184973677,{"v":0.000256863267,"d":"2.57E-04"},{"v":6.55822525e-06,"d":"6.56E-06"},{"v":7.62548251999999e-08,"d":"7.63E-08"},-1.29016401E-4,0,0,0,10,0,0.04,0.11,0.24,0.4,0.56,0.7,0.81,0.89,0.934,0.96,0.975,0.982,0.989,0.991,0.993,0.995,0.997,0.998,0.997,0.997,0.998,0.998,0.998,0.998,0.997,0.998,0.992,0.982,0.969,0.921,0.74]
["JLAK13","L",2.81256049,-0.0123338559,0.0196331804,{"v":0.00031921638,"d":"3.19E-04"},{"v":3.67504765e-06,"d":"3.68E-06"},{"v":2.77132755e-07,"d":"2.77E-07"},-0.000146274016,0,0,0,10,0.04,0.09,0.17,0.29,0.43,0.58,0.71,0.82,0.89,0.934,0.96,0.974,0.982,0.99,0.992,0.994,0.996,0.997,0.998,0.998,0.998,0.998,0.998,0.998,0.998,0.999,0.993,0.993,0.981,0.958,0.87,0.65]
["JLAK14","L",2.8267987,-0.0140346783,0.0189011366,{"v":2.7593367E-4,"d":"2.76E-04"},{"v":5.15919094e-06,"d":"5.16E-06"},{"v":9.87059817E-8,"d":"9.87E-08"},-1.70936348E-4,0,0,0,10,0.05,0.1,0.17,0.28,0.42,0.57,0.7,0.81,0.88,0.927,0.954,0.969,0.978,0.987,0.991,0.994,0.996,0.997,0.999,0.998,0.999,0.998,0.997,0.995,0.996,0.998,0.997,0.992,0.98,0.958,0.88,0.61]
["JLAK18","L",2.93263885,-0.0142564324,0.0206017616,{"v":0.000293008969,"d":"2.93E-04"},{"v":6.61918495e-06,"d":"6.62E-06"},{"v":7.33494598e-08,"d":"7.33E-08"},-1.92506617E-4,0,0,0,10,0.06,0.15,0.25,0.34,0.52,0.67,0.77,0.85,0.908,0.943,0.964,0.976,0.983,0.99,0.993,0.995,0.997,0.998,0.999,0.999,0.999,0.999,0.997,0.996,0.996,0.996,0.992,0.988,0.979,0.953,0.87,0.6]
["JLAK7","L",2.6823272,-0.0119713031,0.0164555463,{"v":2.17295781E-4,"d":"2.17E-04"},{"v":4.69383509e-06,"d":"4.69E-06"},{"v":3.49394854e-08,"d":"3.49E-08"},-0.00014372436,0,0,0,10,0.17,0.28,0.4,0.53,0.66,0.77,0.85,0.907,0.944,0.966,0.978,0.985,0.989,0.992,0.994,0.995,0.997,0.998,0.998,0.998,0.998,0.998,0.998,0.997,0.997,0.996,0.993,0.99,0.981,0.963,0.9,0.7]
["JLAK7R","L",2.68281356,-0.012462194,0.0162751692,{"v":0.000253121787,"d":"2.53E-04"},{"v":1.72812439E-7,"d":"1.73E-07"},{"v":2.34124836E-7,"d":"2.34E-07"},-1.36478256E-4,0,0,0,10,0.13,0.27,0.42,0.55,0.69,0.8,0.87,0.92,0.953,0.97,0.981,0.987,0.99,0.993,0.994,0.996,0.996,0.997,0.998,0.998,0.998,0.999,0.997,0.995,0.996,0.997,0.993,0.989,0.979,0.961,0.88,0.67]
["JLAK8","L",2.87779172,-0.0135972618,0.0203518573,{"v":0.000244901642,"d":"2.45E-04"},{"v":1.23070041E-5,"d":"1.23E-05"},{"v":-1.32629677e-07,"d":"-1.33E-07"},-2.08866139E-4,0,0,0,10,0.11,0.19,0.29,0.4,0.53,0.65,0.76,0.84,0.9,0.938,0.961,0.973,0.981,0.987,0.99,0.993,0.995,0.997,0.998,0.998,0.998,0.998,0.998,0.999,0.999,0.999,0.994,0.993,0.983,0.96,0.89,0.63]
["JLAK9","L",2.80700795,-0.0135938061,0.0188808096,{"v":0.000280739188,"d":"2.81E-04"},{"v":5.33547368e-06,"d":"5.34E-06"},{"v":1.19947182e-07,"d":"1.20E-07"},-1.53406686E-4,0,0,0,10,0,0,0,0.11,0.24,0.41,0.58,0.73,0.83,0.9,0.937,0.96,0.973,0.985,0.989,0.991,0.994,0.995,0.997,0.995,0.993,0.989,0.982,0.997,0.998,0.998,0.985,0.984,0.973,0.944,0.84,0.6]
["JLASF01","L",3.10918831,-0.0137763126,0.0274334291,{"v":0.000651189638,"d":"6.51E-04"},{"v":-1.58159803e-06,"d":"-1.58E-06"},{"v":1.87919051E-6,"d":"1.88E-06"},-0.000130545613,0,0,0,10,0,0,0,0,0.08,0.25,0.46,0.63,0.76,0.85,0.907,0.941,0.96,0.978,0.985,0.99,0.993,0.996,0.999,0.998,0.998,0.998,0.998,0.998,0.998,0.999,0.999,0.994,0.987,0.966,0.914,0.71]
["JLASF010","L",3.25964047,-0.0145636865,0.0351194196,{"v":0.000630621917,"d":"6.31E-04"},{"v":9.80352299e-05,"d":"9.80E-05"},{"v":-8.0418207e-06,"d":"-8.04E-06"},{"v":-0.000171298494,"d":"-1.71E-04"},{"v":6.28587289e-07,"d":"6.29E-07"},0,0,10,0,0,0,0,0,0,0.03,0.18,0.46,0.7,0.82,0.88,0.919,0.955,0.97,0.979,0.985,0.99,0.996,0.998,0.998,0.999,0.998,0.997,0.997,0.998,0.997,0.992,0.982,0.965,0.91,0.72]
["JLASF013","L",3.1635095,-0.0145894059,0.0315033746,{"v":0.000585519102,"d":"5.86E-04"},{"v":5.85508847E-5,"d":"5.86E-05"},{"v":-3.44096993e-06,"d":"-3.44E-06"},{"v":-0.000212587159,"d":"-2.13E-04"},{"v":3.17840715e-07,"d":"3.18E-07"},0,0,10,0,0,0,0,0,0.03,0.17,0.42,0.64,0.78,0.86,0.91,0.939,0.966,0.978,0.985,0.99,0.993,0.997,0.998,0.998,0.999,0.999,0.999,0.999,0.999,0.995,0.99,0.979,0.951,0.86,0.63]
["JLASF014","L",3.1211948,-0.0137527216,0.0263764849,{"v":0.00045369866,"d":"4.54E-04"},{"v":1.09722341e-05,"d":"1.10E-05"},{"v":6.11243363e-07,"d":"6.11E-07"},-0.000186592469,0,0,0,10,0,0,0,0.04,0.19,0.43,0.64,0.78,0.86,0.914,0.946,0.965,0.976,0.987,0.991,0.993,0.996,0.997,0.999,0.999,0.999,0.999,0.998,0.998,0.998,0.999,0.997,0.992,0.978,0.957,0.89,0.68]
["JLASF015","L",3.17452404,-0.0132156517,0.0276472367,{"v":0.000483338934,"d":"4.83E-04"},{"v":1.20380702E-5,"d":"1.20E-05"},{"v":6.02649728e-07,"d":"6.03E-07"},-1.65919934E-4,0,0,0,10,0,0,0,0.03,0.16,0.39,0.6,0.75,0.85,0.907,0.942,0.962,0.975,0.985,0.989,0.992,0.995,0.996,0.998,0.998,0.998,0.999,0.997,0.995,0.996,0.998,0.997,0.993,0.986,0.969,0.923,0.74]
["JLASF015HS","L",3.17452404,-0.0132156517,0.0276472367,0.000483338934,1.20380702E-5,6.02649728e-07,-1.65919934E-4,0,0,0,10,0,0,0,0.04,0.26,0.52,0.71,0.83,0.89,0.933,0.957,0.971,0.979,0.987,0.991,0.994,0.996,0.998,0.999,0.999,0.999,0.999,0.999,0.998,0.999,0.999,0.996,0.994,0.98,0.956,0.88,0.7]
["JLASF016","L",3.07219058,-0.0142144846,0.0244174902,{"v":0.000425680243,"d":"4.26E-04"},{"v":6.77243763e-06,"d":"6.77E-06"},{"v":4.02219194E-7,"d":"4.02E-07"},-1.67817254E-4,0,0,0,10,0,0,0.03,0.15,0.37,0.57,0.72,0.82,0.89,0.934,0.96,0.973,0.982,0.99,0.993,0.995,0.996,0.998,0.998,0.998,0.998,0.999,0.999,0.999,0.999,0.999,0.998,0.99,0.976,0.951,0.87,0.63]
["JLASF017","L",3.14264424,-0.0144687256,0.0273342436,{"v":0.00060806842,"d":"6.08E-04"},{"v":1.8005447e-07,"d":"1.80E-07"},{"v":1.58176253e-06,"d":"1.58E-06"},-0.000159589924,0,0,0,10,0,0,0,0,0.04,0.18,0.4,0.61,0.76,0.85,0.909,0.941,0.959,0.978,0.985,0.989,0.993,0.996,0.998,0.999,0.999,0.999,0.998,0.997,0.997,0.997,0.995,0.99,0.979,0.96,0.89,0.67]
["JLASF02","L",3.15037829,-0.0126701101,0.0301788791,{"v":0.000435495344,"d":"4.35E-04"},{"v":5.91055881e-05,"d":"5.91E-05"},{"v":-3.81755339e-06,"d":"-3.82E-06"},{"v":-1.8434208E-4,"d":"-1.84E-04"},{"v":2.51546253e-07,"d":"2.52E-07"},0,0,10,0,0,0,0,0,0.02,0.16,0.42,0.66,0.81,0.89,0.927,0.95,0.972,0.982,0.987,0.992,0.995,0.998,0.999,0.998,0.999,0.998,0.996,0.996,0.997,0.995,0.99,0.981,0.964,0.914,0.72]
["JLASF021","L",3.30477446,-0.0145925795,0.0359916632,{"v":0.00349591839,"d":"3.50E-03"},{"v":-0.000743189237,"d":"-7.43E-04"},0.000155265866,{"v":0,"d":"0.00E+00"},{"v":-1.52961037E-5,"d":"-1.53E-05"},{"v":6.59677491e-07,"d":"6.60E-07"},0,10,0,0,0,0,0,0,0,0,0.04,0.31,0.58,0.73,0.82,0.9,0.936,0.956,0.969,0.978,0.99,0.991,0.991,0.993,0.995,0.996,0.996,0.996,0.998,0.989,0.98,0.965,0.918,0.78]
["JLASF021HS","L",3.30477446,-0.0145925795,0.0359916632,0.00349591839,-0.000743189237,0.000155265866,0,-1.52961037E-5,6.59677491e-07,0,10,0,0,0,0,0,0,0,0,0.12,0.44,0.7,0.82,0.88,0.937,0.959,0.971,0.978,0.983,0.991,0.992,0.993,0.993,0.997,0.998,0.999,0.999,0.998,0.996,0.984,0.967,0.916,0.78]
["JLASF03","L",3.17262102,-0.0144956612,0.0302384298,{"v":0.000795161351,"d":"7.95E-04"},{"v":-3.21543048e-06,"d":"-3.22E-06"},{"v":3.05533181e-06,"d":"3.06E-06"},-0.000148050666,0,0,0,10,0,0,0,0,0,0.07,0.25,0.49,0.67,0.79,0.86,0.91,0.936,0.964,0.976,0.983,0.989,0.993,0.997,0.998,0.998,0.999,0.997,0.996,0.996,0.997,0.992,0.989,0.975,0.953,0.88,0.67]
["JLASF05","L",3.27458352,-0.013275214,0.0311933067,{"v":0.000711503841,"d":"7.12E-04"},{"v":3.51334559e-06,"d":"3.51E-06"},{"v":1.88560229E-6,"d":"1.89E-06"},-0.000135438033,0,0,0,10,0,0,0,0,0.05,0.2,0.43,0.63,0.76,0.85,0.904,0.937,0.956,0.975,0.983,0.989,0.992,0.995,0.998,0.998,0.999,0.998,0.998,0.997,0.997,0.998,0.999,0.994,0.988,0.973,0.938,0.78]
["JLASF05HS","L",3.27458352,-0.013275214,0.0311933067,{"v":0.000711503841,"d":"7.12E-04"},{"v":3.51334559e-06,"d":"3.51E-06"},1.88560229E-6,-0.000135438033,0,0,0,10,0,0,0,0,0.1,0.36,0.62,0.77,0.85,0.905,0.938,0.957,0.969,0.982,0.987,0.991,0.994,0.996,0.998,0.999,0.998,0.998,0.999,0.999,0.998,0.997,0.994,0.99,0.986,0.963,0.905,0.73]
["JLASF08","L",3.44018604,-0.0137727093,0.0355983882,{"v":0.000803698998,"d":"8.04E-04"},{"v":1.22241789E-5,"d":"1.22E-05"},{"v":1.64455247e-06,"d":"1.64E-06"},-1.15923849E-4,0,0,0,10,0,0,0,0,0,0.03,0.21,0.46,0.65,0.78,0.86,0.902,0.931,0.957,0.969,0.977,0.983,0.987,0.992,0.992,0.993,0.993,0.988,0.99,0.99,0.996,0.996,0.988,0.979,0.968,0.933,0.8]
["JLASF08A","L",3.4408629,-0.0138053657,0.035057073,{"v":0.000960233781,"d":"9.60E-04"},{"v":-7.6596963e-06,"d":"-7.66E-06"},2.57013206E-6,-5.63338044e-05,0,0,0,10,0,0,0,0,0,0.06,0.3,0.57,0.76,0.86,0.912,0.942,0.959,0.975,0.982,0.988,0.991,0.995,0.998,0.998,0.998,0.999,0.999,0.998,0.999,0.999,0.999,0.998,0.992,0.977,0.948,0.82]
["JLASF09","L",3.21640776,-0.0137992658,0.0281939284,{"v":0.000509661263,"d":"5.10E-04"},{"v":1.00848603e-05,"d":"1.01E-05"},{"v":6.06649264e-07,"d":"6.07E-07"},-0.000161434942,0,0,0,10,0,0,0,0,0.06,0.28,0.52,0.71,0.82,0.89,0.928,0.952,0.966,0.978,0.984,0.987,0.99,0.992,0.993,0.994,0.993,0.991,0.983,0.43,0.39,0.996,0.995,0.99,0.981,0.962,0.911,0.72]
["JLASF09A","L",3.21676146,-0.013942445,0.0279205286,{"v":0.000601395043,"d":"6.01E-04"},{"v":-4.6499054e-06,"d":"-4.65E-06"},1.72221463e-06,-1.18797124E-4,-3.69002554e-08,0,0,10,0,0.08,0.18,0.27,0.45,0.62,0.73,0.82,0.89,0.928,0.955,0.97,0.98,0.989,0.993,0.995,0.997,0.998,0.999,0.999,0.998,0.999,0.996,0.72,0.71,0.999,0.997,0.995,0.987,0.965,0.911,0.72]
["JLASFH13","L",3.48496859,-0.0134692969,0.0453620373,0.00110287376,{"v":0.000148043312,"d":"1.48E-04"},{"v":-1.27401645E-5,"d":"-1.27E-05"},{"v":-8.98801936e-05,"d":"-8.99E-05"},{"v":1.28412516e-06,"d":"1.28E-06"},0,0,10,0,0,0,0,0,0,0,0,0.11,0.35,0.59,0.73,0.82,0.903,0.939,0.958,0.97,0.981,0.993,0.993,0.993,0.995,0.994,0.992,0.994,0.997,0.999,0.99,0.983,0.971,0.943,0.85]
["JLASFH13HS","L",3.48496859,-0.0134692969,0.0453620373,{"v":0.00110287376,"d":"1.10E-03"},{"v":0.000148043312,"d":"1.48E-04"},-1.27401645E-5,-8.98801936e-05,1.28412516e-06,0,0,10,0,0,0,0,0,0,0,0.02,0.15,0.44,0.67,0.81,0.87,0.934,0.96,0.972,0.981,0.987,0.995,0.997,0.997,0.997,0.998,0.998,0.998,0.999,0.997,0.995,0.984,0.967,0.924,0.8]
["JLASFH15","L",3.64640666,-0.0151039558,0.0480157444,0.00349072452,-0.000573639028,0.000130249514,{"v":0,"d":"0.00E+00"},{"v":-1.29576789e-05,"d":"-1.30E-05"},{"v":5.92144355e-07,"d":"5.92E-07"},0,10,0,0,0,0,0,0,0,0,0.04,0.18,0.41,0.61,0.73,0.87,0.927,0.954,0.971,0.981,0.994,0.997,0.998,0.998,0.998,0.998,0.998,0.999,0.999,0.998,0.99,0.978,0.943,0.85]
["JLASFH15HS","L",3.64640666,-0.0151039558,0.0480157444,0.00349072452,-0.000573639028,0.000130249514,0,-1.29576789e-05,5.92144355e-07,0,10,0,0,0,0,0,0,0,0,0.04,0.25,0.52,0.7,0.8,0.89,0.936,0.957,0.97,0.98,0.994,0.997,0.998,0.999,0.998,0.998,0.998,0.999,0.999,0.996,0.986,0.97,0.93,0.82]
["JLASFH16","L",3.83294326,-0.0156840611,0.0528843692,{"v":0.00350978963,"d":"3.51E-03"},{"v":-0.000506491928,"d":"-5.06E-04"},1.15081798E-4,{"v":0,"d":"0.00E+00"},{"v":-1.10388704E-5,"d":"-1.10E-05"},{"v":5.01900181e-07,"d":"5.02E-07"},0,10,0,0,0,0,0,0,0,0,0.04,0.22,0.46,0.64,0.76,0.87,0.924,0.951,0.967,0.979,0.994,0.998,0.998,0.998,0.998,0.998,0.998,0.998,0.998,0.991,0.984,0.972,0.946,0.84]
["JLASFH17","L",3.81071676,-0.0163737936,0.0583672875,{"v":0.00412726108,"d":"4.13E-03"},{"v":-0.000552229126,"d":"-5.52E-04"},0.000141302816,{"v":0,"d":"0.00E+00"},{"v":-1.45517862E-5,"d":"-1.46E-05"},{"v":7.444268e-07,"d":"7.44E-07"},0,10,0,0,0,0,0,0,0,0,0,0.02,0.13,0.33,0.52,0.76,0.88,0.928,0.955,0.971,0.991,0.996,0.998,0.998,0.996,0.997,0.997,0.998,0.998,0.997,0.99,0.98,0.954,0.88]
["JLASFH17HS","L",3.81071676,-0.0163737936,0.0583672875,0.00412726108,-0.000552229126,0.000141302816,0,-1.45517862E-5,7.444268e-07,0,10,0,0,0,0,0,0,0,0,0,0.04,0.22,0.46,0.62,0.8,0.88,0.924,0.948,0.964,0.987,0.994,0.995,0.998,0.999,0.998,0.998,0.999,0.999,0.997,0.991,0.979,0.949,0.86]
["JLASFH2","L",3.04927657,-0.0145487808,0.0251825857,{"v":0.000522534606,"d":"5.23E-04"},{"v":2.91654231e-06,"d":"2.92E-06"},{"v":1.27935733E-6,"d":"1.28E-06"},-0.000168864692,0,0,0,10,0,0,0,0,0,0.04,0.21,0.47,0.7,0.83,0.906,0.944,0.964,0.983,0.989,0.993,0.996,0.997,0.998,0.999,0.999,0.999,0.999,0.998,0.998,0.998,0.996,0.991,0.979,0.957,0.88,0.64]
["JLASFH21","L",3.67012303,-0.0139442893,0.0484434485,0.000950687214,{"v":1.81807808E-4,"d":"1.82E-04"},{"v":-1.62618274e-05,"d":"-1.63E-05"},{"v":-0.000136361252,"d":"-1.36E-04"},{"v":1.33939862e-06,"d":"1.34E-06"},0,0,10,0,0,0,0,0,0,0,0.01,0.16,0.45,0.67,0.79,0.85,0.917,0.946,0.963,0.974,0.983,0.995,0.997,0.997,0.997,0.998,0.998,0.999,0.999,0.999,0.997,0.987,0.97,0.942,0.83]
["JLASFH22","L",3.32390176,-0.0124810607,0.0316622125,0.000639837554,8.855505e-06,1.07749628e-06,-1.16698235E-4,0,0,0,10,0,0,0,0,0,0.11,0.37,0.62,0.77,0.86,0.913,0.942,0.958,0.975,0.982,0.988,0.991,0.994,0.998,0.998,0.998,0.998,0.999,0.999,0.999,0.999,0.999,0.999,0.993,0.978,0.95,0.82]
["JLASFH23","L",3.27710657,-0.0120480934,0.0470173769,{"v":0.00095791266,"d":"9.58E-04"},{"v":2.82409939E-4,"d":"2.82E-04"},{"v":-2.89931135e-05,"d":"-2.90E-05"},{"v":-1.05066933E-4,"d":"-1.05E-04"},{"v":2.51862401E-6,"d":"2.52E-06"},0,0,10,0,0,0,0,0,0,0,0,0.09,0.35,0.63,0.8,0.88,0.942,0.963,0.973,0.98,0.986,0.993,0.996,0.997,0.998,0.998,0.998,0.998,0.998,0.999,0.992,0.981,0.971,0.945,0.88]
["JLASFH24","L",3.45215485,-0.0140748042,0.0502420375,{"v":0.00357942817,"d":"3.58E-03"},{"v":-0.000494644665,"d":"-4.95E-04"},1.29480898E-4,{"v":0,"d":"0.00E+00"},{"v":-1.35467075e-05,"d":"-1.35E-05"},{"v":6.96875364e-07,"d":"6.97E-07"},0,10,0,0,0,0,0,0,0,0,0.01,0.11,0.34,0.57,0.72,0.86,0.923,0.953,0.968,0.979,0.992,0.997,0.997,0.998,0.997,0.996,0.997,0.999,0.999,0.992,0.983,0.978,0.957,0.9]
["JLASFH24HS","L",3.45215485,-0.0140748042,0.0502420375,{"v":0.00357942817,"d":"3.58E-03"},{"v":-0.000494644665,"d":"-4.95E-04"},1.29480898E-4,0,-1.35467075e-05,6.96875364e-07,0,10,0,0,0,0,0,0,0,0,0,0.13,0.45,0.69,0.81,0.91,0.951,0.969,0.978,0.984,0.994,0.996,0.996,0.997,0.997,0.997,0.998,0.999,0.998,0.997,0.989,0.98,0.959,0.905]
["JLASFH6","L",3.15462091,-0.0134426083,0.0331718297,{"v":0.00271221217,"d":"2.71E-03"},{"v":-0.000503803783,"d":"-5.04E-04"},1.00437086E-4,{"v":0,"d":"0.00E+00"},{"v":-9.19121981e-06,"d":"-9.19E-06"},{"v":3.75808895e-07,"d":"3.76E-07"},0,10,0,0,0,0,0,0,0,0.01,0.13,0.42,0.68,0.83,0.9,0.947,0.965,0.974,0.981,0.986,0.993,0.996,0.998,0.998,0.998,0.998,0.998,0.997,0.994,0.99,0.983,0.97,0.928,0.83]
["JLASFH9","L",3.49709032,-0.0138248635,0.0409278939,{"v":0.000880758278,"d":"8.81E-04"},{"v":8.93285504E-5,"d":"8.93E-05"},{"v":-6.6176262e-06,"d":"-6.62E-06"},{"v":-1.32935974E-4,"d":"-1.33E-04"},{"v":6.24399823E-7,"d":"6.24E-07"},0,0,10,0,0,0,0,0,0,0,0.02,0.22,0.5,0.69,0.8,0.87,0.931,0.956,0.969,0.977,0.983,0.99,0.991,0.99,0.989,0.986,0.993,0.99,0.994,0.996,0.99,0.983,0.974,0.946,0.83]
["JLASFH9A","L",3.49725259,-0.0137767486,0.0410568814,0.000721039098,1.3613414E-4,-1.24733129E-5,-1.24635517E-4,9.2497468e-07,0,0,10,0,0,0,0,0,0,0,0.06,0.33,0.62,0.79,0.87,0.912,0.95,0.967,0.977,0.984,0.989,0.996,0.997,0.997,0.997,0.998,0.999,0.998,0.997,0.994,0.99,0.983,0.963,0.914,0.77]
["JLASKH2","L",3.01618042,-0.0139280117,0.0227027519,{"v":0.000317846393,"d":"3.18E-04"},{"v":1.01400049E-5,"d":"1.01E-05"},{"v":3.63521536e-08,"d":"3.64E-08"},-2.04284446E-4,0,0,0,10,0.08,0.16,0.27,0.37,0.52,0.66,0.76,0.84,0.9,0.938,0.961,0.974,0.983,0.99,0.993,0.995,0.997,0.998,0.999,0.999,0.999,0.999,0.998,0.997,0.997,0.998,0.993,0.988,0.974,0.947,0.86,0.61]
["JLF5","L",2.44484793,-0.00936437503,0.0193135291,{"v":2.36834809E-4,"d":"2.37E-04"},{"v":7.55993910999999e-05,"d":"7.56E-05"},{"v":-7.53407578e-06,"d":"-7.53E-06"},{"v":-9.46881204E-5,"d":"-9.47E-05"},{"v":5.41756865e-07,"d":"5.42E-07"},0,0,10,0,0,0,0,0,0,0,0.08,0.35,0.68,0.86,0.934,0.966,0.987,0.99,0.993,0.995,0.996,0.998,0.998,0.998,0.998,0.996,0.995,0.996,0.997,0.992,0.991,0.972,0.949,0.89,0.86]
["JLF6","L",2.40368894,-8.44989386E-3,{"v":0.0183786358,"d":"1.84E-02"},{"v":9.28895588e-05,"d":"9.29E-05"},{"v":9.23801901e-05,"d":"9.24E-05"},{"v":-9.1429577e-06,"d":"-9.14E-06"},{"v":-0.00012227067,"d":"-1.22E-04"},{"v":5.77555194e-07,"d":"5.78E-07"},0,0,10,0,0,0,0,0,0,0,0.19,0.56,0.83,0.934,0.971,0.986,0.994,0.995,0.997,0.998,0.998,0.999,0.999,0.999,0.999,0.998,0.996,0.996,0.997,0.993,0.987,0.963,0.933,0.86,0.82]
["JLF7","L",2.42574282,-0.00890909885,0.0190630501,{"v":1.17245652E-4,"d":"1.17E-04"},{"v":9.74566345e-05,"d":"9.75E-05"},{"v":-9.93663901e-06,"d":"-9.94E-06"},{"v":-0.000108092631,"d":"-1.08E-04"},{"v":6.41905453e-07,"d":"6.42E-07"},0,0,10,0,0,0,0,0,0,0,0.09,0.39,0.71,0.87,0.935,0.965,0.984,0.988,0.992,0.994,0.996,0.998,0.998,0.997,0.998,0.997,0.996,0.996,0.996,0.992,0.99,0.975,0.961,0.911,0.9]
["JLLF1","L",2.35082049,-8.90815763E-3,0.0155575823,{"v":0.000497642954,"d":"4.98E-04"},{"v":-1.81687973e-05,"d":"-1.82E-05"},{"v":2.83408723e-06,"d":"2.83E-06"},{"v":-4.67960548e-05,"d":"-4.68E-05"},0,0,0,10,0,0,0,0,0,0,0.08,0.36,0.7,0.88,0.948,0.975,0.986,0.994,0.995,0.996,0.997,0.998,0.999,0.999,0.999,0.999,0.998,0.997,0.997,0.998,0.993,0.99,0.962,0.92,0.84,0.79]
["JLLF2","L",2.32991556,-0.00866190637,0.01502038,{"v":0.000420176461,"d":"4.20E-04"},{"v":-1.21206332e-05,"d":"-1.21E-05"},{"v":2.27699343e-06,"d":"2.28E-06"},{"v":-5.64810656e-05,"d":"-5.65E-05"},0,0,0,10,0,0,0,0,0,0,0.09,0.37,0.7,0.87,0.94,0.97,0.984,0.993,0.995,0.996,0.997,0.998,0.999,0.999,0.998,0.999,0.998,0.997,0.998,0.999,0.999,0.99,0.964,0.92,0.84,0.79]
["JLLF6","L",2.30465477,-0.00842372028,0.0143763145,{"v":0.000330848944,"d":"3.31E-04"},{"v":-4.10026783e-06,"d":"-4.10E-06"},{"v":1.57001947e-06,"d":"1.57E-06"},{"v":-8.53219261e-05,"d":"-8.53E-05"},0,0,0,10,0,0,0,0,0,0,0.11,0.44,0.77,0.923,0.968,0.984,0.991,0.993,0.994,0.994,0.996,0.996,0.998,0.997,0.997,0.998,0.997,0.996,0.996,0.997,0.993,0.989,0.959,0.914,0.83,0.77]
["JPKH1","L",2.27892705,-0.00904327622,{"v":0.0101870033,"d":"1.02E-02"},{"v":9.31149884e-05,"d":"9.31E-05"},{"v":2.7225654e-06,"d":"2.72E-06"},{"v":-1.82952398E-8,"d":"-1.83E-08"},-0.000110679206,0,0,0,10,0.12,0.31,0.54,0.73,0.86,0.925,0.96,0.976,0.983,0.988,0.991,0.994,0.995,0.995,0.994,0.995,0.995,0.996,0.999,0.999,0.999,0.998,0.997,0.996,0.996,0.996,0.992,0.963,0.904,0.84,0.7,0.64]
["JPSK02","L",2.57826227,-0.00969723449,0.014348011,{"v":0.000159222199,"d":"1.59E-04"},{"v":5.33085601e-06,"d":"5.33E-06"},{"v":-5.80638431e-08,"d":"-5.81E-08"},-0.000107085207,0,0,0,10,0,0,0,0,0.08,0.22,0.41,0.6,0.76,0.86,0.923,0.956,0.974,0.987,0.991,0.993,0.996,0.997,0.998,0.998,0.996,0.997,0.995,0.993,0.993,0.994,0.992,0.986,0.973,0.956,0.88,0.77]
["JPSK03","L",2.53267453,-0.00950416844,0.013439736,{"v":0.000141770605,"d":"1.42E-04"},{"v":4.7304388e-06,"d":"4.73E-06"},{"v":-8.6200083e-08,"d":"-8.62E-08"},-1.06883723E-4,0,0,0,10,0.15,0.27,0.4,0.54,0.67,0.78,0.86,0.918,0.953,0.973,0.984,0.99,0.992,0.994,0.995,0.996,0.997,0.998,0.999,0.999,0.998,0.998,0.999,0.999,0.999,0.999,0.995,0.988,0.965,0.936,0.85,0.79]
["JPSKH1","L",2.50208083,-0.00672143907,0.01282644,{"v":0.000156205388,"d":"1.56E-04"},{"v":1.21593549e-06,"d":"1.22E-06"},{"v":9.59550869e-08,"d":"9.60E-08"},{"v":-5.34313751e-05,"d":"-5.34E-05"},0,0,0,10,0.06,0.1,0.18,0.29,0.45,0.61,0.76,0.86,0.927,0.962,0.98,0.989,0.992,0.994,0.994,0.995,0.996,0.998,0.999,0.998,0.998,0.997,0.996,0.996,0.997,0.998,0.999,0.999,0.997,0.993,0.989,0.983]
["JPSKH4","L",2.50453078,-0.0101597822,0.0127723327,{"v":0.000133860625,"d":"1.34E-04"},{"v":3.37285381e-06,"d":"3.37E-06"},{"v":-2.56491019e-08,"d":"-2.56E-08"},-0.000108653142,0,0,0,10,0.02,0.07,0.2,0.39,0.58,0.74,0.85,0.917,0.955,0.975,0.985,0.99,0.992,0.994,0.994,0.995,0.996,0.997,0.998,0.999,0.998,0.998,0.997,0.997,0.997,0.998,0.995,0.986,0.968,0.945,0.87,0.81]
["JSF03","L",3.25089291,-0.013324411,0.0484040988,0.0032638368,-0.000401470701,1.16583198E-4,{"v":0,"d":"0.00E+00"},{"v":-1.27242455E-5,"d":"-1.27E-05"},{"v":6.96171808e-07,"d":"6.96E-07"},0,10,0,0,0,0,0,0,0,0,0,0.09,0.32,0.57,0.73,0.87,0.927,0.954,0.968,0.976,0.987,0.989,0.987,0.989,0.991,0.993,0.994,0.997,0.999,0.991,0.983,0.977,0.962,0.938]
["JSF03HS","L",3.25089291,-0.013324411,0.0484040988,0.0032638368,-0.000401470701,1.16583198E-4,0,-1.27242455E-5,6.96171808e-07,0,10,0,0,0,0,0,0,0,0,0,0.11,0.43,0.7,0.83,0.925,0.956,0.97,0.977,0.982,0.992,0.995,0.995,0.997,0.998,0.999,0.998,0.996,0.993,0.99,0.986,0.976,0.953,0.914]
["JSF1","L",2.8477793,-0.0114171302,0.0310426999,2.54456183E-3,-0.000460296278,1.02222014E-4,{"v":0,"d":"0.00E+00"},{"v":-1.01220546E-5,"d":"-1.01E-05"},{"v":4.62539051e-07,"d":"4.63E-07"},0,10,0,0,0,0,0,0,0,0,0.05,0.26,0.56,0.77,0.87,0.94,0.965,0.976,0.983,0.988,0.995,0.996,0.996,0.997,0.995,0.993,0.994,0.995,0.994,0.987,0.966,0.95,0.905,0.86]
["JSF10","L",2.87916509,-0.0119049122,0.0328054585,{"v":0.00270047713,"d":"2.70E-03"},{"v":-0.000476826023,"d":"-4.77E-04"},1.07927203E-4,{"v":0,"d":"0.00E+00"},{"v":-1.07672748e-05,"d":"-1.08E-05"},{"v":5.00986227e-07,"d":"5.01E-07"},0,10,0,0,0,0,0,0,0,0,0.02,0.24,0.57,0.78,0.88,0.946,0.968,0.978,0.983,0.987,0.995,0.996,0.996,0.997,0.995,0.993,0.994,0.995,0.995,0.988,0.972,0.961,0.927,0.89]
["JSF11","L",3.05304325,-0.012733991,0.0399774262,3.16619134E-3,-0.000502824259,0.000122491876,{"v":0,"d":"0.00E+00"},{"v":-1.25325941e-05,"d":"-1.25E-05"},{"v":6.19354223e-07,"d":"6.19E-07"},0,10,0,0,0,0,0,0,0,0,0.02,0.15,0.44,0.7,0.83,0.929,0.958,0.97,0.978,0.984,0.992,0.995,0.994,0.996,0.997,0.998,0.998,0.999,0.999,0.99,0.973,0.964,0.931,0.89]
["JSF13","L",2.9174225,-0.0121278695,0.0344734103,0.00266756706,-4.32503622E-4,0.000100646069,{"v":0,"d":"0.00E+00"},{"v":-1.00610625E-5,"d":"-1.01E-05"},{"v":4.80261151e-07,"d":"4.80E-07"},0,10,0,0,0,0,0,0,0,0,0.03,0.2,0.51,0.74,0.85,0.938,0.962,0.972,0.979,0.984,0.992,0.994,0.994,0.995,0.994,0.993,0.994,0.995,0.994,0.987,0.971,0.961,0.925,0.89]
["JSF14","L",2.98193445,-0.012659384,0.0370386685,2.96054842E-3,-0.000481643932,0.000114549779,{"v":0,"d":"0.00E+00"},{"v":-1.16507463e-05,"d":"-1.17E-05"},{"v":5.68089035e-07,"d":"5.68E-07"},0,10,0,0,0,0,0,0,0,0,0.02,0.15,0.45,0.71,0.84,0.937,0.963,0.973,0.979,0.985,0.993,0.996,0.996,0.997,0.997,0.997,0.997,0.998,0.994,0.989,0.977,0.972,0.944,0.922]
["JSF15","L",2.79018804,-0.0110845992,0.0297256583,{"v":0.00219337541,"d":"2.19E-03"},{"v":-0.000359769888,"d":"-3.60E-04"},{"v":8.12762977e-05,"d":"8.13E-05"},{"v":0,"d":"0.00E+00"},{"v":-8.02301606e-06,"d":"-8.02E-06"},{"v":3.73019506E-7,"d":"3.73E-07"},0,10,0,0,0,0,0,0,0,0,0.08,0.34,0.66,0.84,0.916,0.963,0.975,0.982,0.987,0.99,0.995,0.996,0.996,0.997,0.995,0.993,0.994,0.996,0.991,0.988,0.97,0.951,0.907,0.86]
["JSF2","L",2.63768374,-0.0104781511,0.0239749005,0.00192856512,{"v":-0.000366733662,"d":"-3.67E-04"},{"v":7.71499779e-05,"d":"7.71E-05"},{"v":0,"d":"0.00E+00"},{"v":-7.4649885e-06,"d":"-7.46E-06"},{"v":3.25251898e-07,"d":"3.25E-07"},0,10,0,0,0,0,0,0,0,0.01,0.16,0.49,0.77,0.9,0.952,0.981,0.987,0.99,0.993,0.994,0.998,0.998,0.997,0.997,0.997,0.996,0.997,0.998,0.996,0.989,0.967,0.947,0.89,0.85]
["JSF4","L",2.96384442,-0.0122384397,0.0357090539,0.00272484712,-0.000437315556,1.03210102E-4,{"v":0,"d":"0.00E+00"},{"v":-1.04209554e-05,"d":"-1.04E-05"},{"v":5.02488681e-07,"d":"5.02E-07"},0,10,0,0,0,0,0,0,0,0,0.03,0.2,0.51,0.75,0.86,0.941,0.964,0.975,0.982,0.987,0.995,0.996,0.995,0.996,0.996,0.996,0.996,0.997,0.997,0.988,0.971,0.96,0.922,0.89]
["JSF5","L",2.71072072,-0.0102160186,0.0288337808,0.000557561753,{"v":1.33564048E-4,"d":"1.34E-04"},{"v":-1.34358407E-5,"d":"-1.34E-05"},{"v":-9.06763793999999e-05,"d":"-9.07E-05"},{"v":1.19202152e-06,"d":"1.19E-06"},0,0,10,0,0,0,0,0,0,0,0,0.08,0.36,0.68,0.86,0.93,0.973,0.983,0.987,0.99,0.993,0.996,0.997,0.997,0.998,0.996,0.994,0.995,0.998,0.998,0.99,0.973,0.96,0.917,0.89]
["JSF6","L",3.11993645,-0.0126679163,0.0421698355,3.04768926E-3,-4.20720196E-4,1.06770582E-4,{"v":0,"d":"0.00E+00"},{"v":-1.09382035e-05,"d":"-1.09E-05"},{"v":5.57077794e-07,"d":"5.57E-07"},0,10,0,0,0,0,0,0,0,0,0,0.2,0.5,0.71,0.82,0.918,0.954,0.971,0.98,0.984,0.991,0.994,0.995,0.996,0.995,0.995,0.996,0.998,0.999,0.99,0.975,0.966,0.936,0.89]
["JSF6HS","L",3.11993645,-0.0126679163,0.0421698355,3.04768926E-3,-4.20720196E-4,1.06770582E-4,{"v":0,"d":"0.00E+00"},{"v":-1.09382035e-05,"d":"-1.09E-05"},{"v":5.57077794e-07,"d":"5.57E-07"},0,10,0,0,0,0,0,0,0,0,0.04,0.26,0.58,0.8,0.89,0.949,0.972,0.982,0.987,0.991,0.997,0.998,0.999,0.999,0.999,0.999,0.998,0.997,0.993,0.987,0.973,0.962,0.929,0.88]
["JSF7","L",2.61297958,-0.00985563637,0.0254765452,{"v":0.000392630585,"d":"3.93E-04"},{"v":0.000121161036,"d":"1.21E-04"},{"v":-1.21702106e-05,"d":"-1.22E-05"},{"v":-0.000106186576,"d":"-1.06E-04"},{"v":9.86930857e-07,"d":"9.87E-07"},0,0,10,0,0,0,0,0,0,0,0,0.13,0.45,0.74,0.89,0.944,0.976,0.983,0.987,0.99,0.993,0.997,0.998,0.997,0.998,0.997,0.996,0.997,0.998,0.993,0.988,0.967,0.947,0.88,0.85]
["JSF8","L",2.76136798,-0.0108932344,0.0279459967,{"v":0.00232580023,"d":"2.33E-03"},{"v":-0.000432657789,"d":"-4.33E-04"},{"v":9.2814925E-5,"d":"9.28E-05"},{"v":0,"d":"0.00E+00"},{"v":-9.03546717e-06,"d":"-9.04E-06"},{"v":4.01729395e-07,"d":"4.02E-07"},0,10,0,0,0,0,0,0,0,0,0.09,0.37,0.67,0.83,0.91,0.963,0.976,0.982,0.987,0.99,0.996,0.997,0.996,0.997,0.996,0.996,0.996,0.997,0.994,0.987,0.967,0.946,0.9,0.85]
["JSFH1","L",3.11637039,-0.0140103252,0.0455295459,0.00379129507,-0.000576203793,1.53793977E-4,{"v":0,"d":"0.00E+00"},{"v":-1.65780029e-05,"d":"-1.66E-05"},{"v":8.814805e-07,"d":"8.81E-07"},0,10,0,0,0,0,0,0,0,0,0,0.04,0.25,0.55,0.75,0.908,0.952,0.968,0.978,0.983,0.992,0.996,0.996,0.998,0.996,0.994,0.995,0.996,0.997,0.989,0.974,0.966,0.939,0.908]
["JSFH1HS","L",3.11637039,-0.0140103252,0.0455295459,0.00379129507,-0.000576203793,1.53793977E-4,0,-1.65780029e-05,8.814805e-07,0,10,0,0,0,0,0,0,0,0,0,0.06,0.38,0.73,0.89,0.958,0.972,0.978,0.983,0.987,0.993,0.996,0.996,0.998,0.999,0.999,0.999,0.999,0.997,0.992,0.974,0.957,0.92,0.88]
["JSFH2","L",3.29659106,-0.0151583913,0.0496966192,0.00387657158,-0.000533127104,1.43134944E-4,{"v":0,"d":"0.00E+00"},{"v":-1.50873439e-05,"d":"-1.51E-05"},{"v":8.02061962e-07,"d":"8.02E-07"},0,10,0,0,0,0,0,0,0,0,0,0.1,0.36,0.63,0.77,0.88,0.916,0.938,0.954,0.965,0.985,0.992,0.993,0.995,0.996,0.997,0.997,0.999,0.998,0.995,0.986,0.977,0.942,0.906]
["JSFS3","L",3.05623339,-0.0128486167,0.0387408706,0.00339109066,-0.000605526065,1.41221664E-4,{"v":0,"d":"0.00E+00"},{"v":-1.44464234E-5,"d":"-1.44E-05"},{"v":6.88155857E-7,"d":"6.88E-07"},0,10,0,0,0,0,0,0,0,0,0.02,0.17,0.44,0.68,0.81,0.922,0.957,0.97,0.978,0.985,0.994,0.995,0.994,0.996,0.996,0.996,0.996,0.996,0.993,0.988,0.976,0.967,0.933,0.89]
["JSK10","L",2.58848328,-0.00952709742,0.0160216897,{"v":0.000207026667,"d":"2.07E-04"},{"v":6.19900432e-06,"d":"6.20E-06"},{"v":1.17812844e-08,"d":"1.18E-08"},{"v":-9.90298067999999e-05,"d":"-9.90E-05"},0,0,0,10,0,0.04,0.11,0.25,0.45,0.63,0.77,0.87,0.928,0.962,0.978,0.987,0.992,0.995,0.995,0.995,0.998,0.998,0.999,0.999,0.998,0.999,0.998,0.996,0.996,0.997,0.989,0.989,0.976,0.959,0.89,0.78]
["JSK11","L",2.40941529,-0.0092912299,0.0131170272,{"v":0.000153988355,"d":"1.54E-04"},{"v":4.69136387e-06,"d":"4.69E-06"},{"v":-2.59660236E-8,"d":"-2.60E-08"},{"v":-9.6509289e-05,"d":"-9.65E-05"},0,0,0,10,0,0,0.03,0.2,0.5,0.74,0.87,0.938,0.969,0.982,0.988,0.993,0.995,0.996,0.996,0.996,0.997,0.998,0.998,0.998,0.997,0.998,0.998,0.999,0.999,0.999,0.982,0.992,0.98,0.962,0.87,0.82]
["JSK12","L",2.46741191,-0.00952788845,0.0140303006,{"v":1.69265777E-4,"d":"1.69E-04"},{"v":5.39399652e-06,"d":"5.39E-06"},{"v":-2.33385875e-08,"d":"-2.33E-08"},-1.02594923E-4,0,0,0,10,0,0.06,0.18,0.37,0.58,0.74,0.85,0.919,0.956,0.975,0.984,0.99,0.993,0.995,0.995,0.996,0.996,0.997,0.998,0.998,0.998,0.997,0.997,0.997,0.998,0.999,0.985,0.99,0.976,0.962,0.88,0.8]
["JSK14","L",2.53043945,-0.0102567827,0.014275253,{"v":0.000200898558,"d":"2.01E-04"},{"v":1.18522803e-06,"d":"1.19E-06"},{"v":1.46555128e-07,"d":"1.47E-07"},{"v":-9.7944083e-05,"d":"-9.79E-05"},0,0,0,10,0,0.05,0.13,0.28,0.47,0.65,0.78,0.88,0.932,0.963,0.978,0.987,0.992,0.995,0.996,0.997,0.998,0.999,0.999,0.998,0.998,0.998,0.997,0.996,0.997,0.998,0.979,0.988,0.974,0.952,0.84,0.74]
["JSK15","L",2.59035665,-0.0102907579,0.0157254882,{"v":0.000190519844,"d":"1.91E-04"},{"v":6.52864472e-06,"d":"6.53E-06"},{"v":-1.78313721E-8,"d":"-1.78E-08"},-1.19847148E-4,0,0,0,10,0,0,0,0.08,0.29,0.53,0.73,0.85,0.915,0.954,0.973,0.984,0.99,0.995,0.995,0.996,0.998,0.998,0.999,0.999,0.998,0.999,0.998,0.996,0.997,0.998,0.985,0.988,0.974,0.952,0.85,0.73]
["JSK16","L",2.58448044,-0.0111132665,0.0149921982,{"v":1.88581834E-4,"d":"1.89E-04"},{"v":3.56240422E-6,"d":"3.56E-06"},{"v":7.76507396e-08,"d":"7.77E-08"},-0.000137540448,0,0,0,10,0,0,0.03,0.13,0.33,0.55,0.72,0.84,0.913,0.952,0.972,0.983,0.99,0.994,0.995,0.995,0.997,0.998,0.998,0.997,0.997,0.997,0.998,0.998,0.998,0.998,0.979,0.986,0.971,0.947,0.83,0.67]
["JSK18","L",2.63738575,-0.0103287558,0.0167282181,{"v":3.03233685E-4,"d":"3.03E-04"},{"v":-2.03256494e-06,"d":"-2.03E-06"},{"v":7.96743025e-07,"d":"7.97E-07"},-1.09091934E-4,0,0,0,10,0,0,0,0,0,0.04,0.22,0.51,0.74,0.86,0.927,0.958,0.974,0.987,0.991,0.992,0.994,0.996,0.997,0.996,0.996,0.997,0.995,0.993,0.994,0.997,0.989,0.987,0.969,0.946,0.85,0.73]
["JSK2","L",2.53980653,-0.00890433248,0.0155288703,{"v":0.000221892881,"d":"2.22E-04"},{"v":3.98552039e-06,"d":"3.99E-06"},{"v":1.13655993E-7,"d":"1.14E-07"},{"v":-8.40740069999999e-05,"d":"-8.41E-05"},0,0,0,10,0,0.04,0.14,0.33,0.54,0.72,0.84,0.91,0.951,0.972,0.983,0.988,0.992,0.994,0.994,0.995,0.995,0.996,0.996,0.995,0.995,0.994,0.995,0.995,0.996,0.998,0.989,0.991,0.982,0.972,0.917,0.87]
["JSK4","L",2.55820861,-0.0096306219,0.0152842971,{"v":0.000188241434,"d":"1.88E-04"},{"v":5.74199467e-06,"d":"5.74E-06"},{"v":3.67306869e-08,"d":"3.67E-08"},-0.000105056878,0,0,0,10,0,0,0,0.02,0.12,0.35,0.6,0.78,0.89,0.941,0.967,0.98,0.988,0.994,0.995,0.996,0.997,0.998,0.998,0.998,0.997,0.999,0.998,0.998,0.998,0.997,0.986,0.99,0.978,0.961,0.88,0.79]
["JSK5","L",2.4874828,-0.0101006793,0.0137290228,{"v":0.000182268499,"d":"1.82E-04"},{"v":1.8798945e-06,"d":"1.88E-06"},{"v":9.76616911e-08,"d":"9.77E-08"},{"v":-9.5107548e-05,"d":"-9.51E-05"},0,0,0,10,0,0.02,0.07,0.24,0.48,0.69,0.82,0.905,0.95,0.973,0.984,0.991,0.994,0.996,0.997,0.997,0.998,0.999,0.999,0.999,0.999,0.999,0.998,0.997,0.997,0.997,0.979,0.989,0.979,0.962,0.87,0.79]
["JSSK1","L",2.56917001,-0.010534705,0.0163890732,{"v":0.000266043325,"d":"2.66E-04"},{"v":2.86703318e-06,"d":"2.87E-06"},{"v":5.89038637e-07,"d":"5.89E-07"},-1.1482076E-4,0,0,0,10,0,0,0,0,0,0.07,0.29,0.6,0.81,0.913,0.956,0.976,0.984,0.99,0.992,0.993,0.995,0.997,0.997,0.997,0.997,0.998,0.998,0.997,0.997,0.998,0.987,0.989,0.978,0.96,0.87,0.75]
["JSSK5","L",2.69546608,-0.00946960472999999,0.0190535266,{"v":0.000349767067,"d":"3.50E-04"},{"v":1.61235917e-06,"d":"1.61E-06"},{"v":1.06076791e-06,"d":"1.06E-06"},-0.000110686762,0,0,0,10,0,0,0,0,0,0.01,0.1,0.34,0.62,0.8,0.89,0.939,0.963,0.983,0.988,0.991,0.993,0.995,0.998,0.998,0.998,0.997,0.997,0.997,0.997,0.997,0.992,0.989,0.976,0.959,0.9,0.8]
["JSSK8","L",2.56658096,-0.00972847347,0.0174935076,{"v":0.00037143324,"d":"3.71E-04"},{"v":-4.00752907E-6,"d":"-4.01E-06"},{"v":1.64198401e-06,"d":"1.64E-06"},{"v":-9.45439785e-05,"d":"-9.45E-05"},0,0,0,10,0,0,0,0,0,0,0.05,0.25,0.54,0.76,0.88,0.935,0.962,0.982,0.987,0.99,0.993,0.995,0.998,0.998,0.997,0.997,0.997,0.997,0.997,0.997,0.989,0.989,0.977,0.961,0.902,0.83]
["LAF11","L",2.80963092,0.114276691,0.125106388,-0.0221708952,2.91617555E-3,-0.000135685507,0,0,0,0,10,0,0,0,0,0,0,0,0,0.12,0.45,0.73,0.87,0.939,0.988,0.999,0.999,0.999,0.999,0.999,0.999,0.999,0.999,0.999,0.999,0.999,0.999,0.999,0.999,0.999,0.984,0.9,0.78]
["LAF7","L",2.87163801,0.0558631865,0.0826011335,-0.0125713266,{"v":0.00171414005,"d":"1.71E-03"},{"v":-7.97721681e-05,"d":"-7.98E-05"},0,0,0,0,10,0,0,0,0,0,0,0.09,0.34,0.59,0.74,0.84,0.9,0.935,0.968,0.98,0.987,0.991,0.993,0.996,0.994,0.996,0.999,0.999,0.999,0.999,0.999,0.993,0.994,0.978,0.957,0.86,0.67]
["LAF9","L",3.09792113,-0.0111246632,0.0388244968,{"v":0.00194918388,"d":"1.95E-03"},{"v":-6.84019790999999e-05,"d":"-6.84E-05"},{"v":1.3303053e-05,"d":"1.33E-05"},0,0,0,0,10,0,0,0,0,0,0,0,0,0.02,0.22,0.53,0.74,0.85,0.946,0.978,0.99,0.998,0.999,0.999,0.999,0.999,0.999,0.999,0.999,0.999,0.999,0.999,0.999,0.992,0.985,0.952,0.899]
["PFK01S","L",2.2209843,-0.00850617932,0.00565991749,{"v":8.43578948E-4,"d":"8.44E-04"},{"v":-9.83647070999999e-05,"d":"-9.84E-05"},{"v":4.93916644e-06,"d":"4.94E-06"},0,0,0,0,10,0.01,0.06,0.2,0.41,0.63,0.8,0.9,0.953,0.98,0.992,0.999,0.999,0.999,0.999,0.999,0.999,0.999,0.999,0.999,0.999,0.999,0.999,0.999,0.999,0.999,0.999,0.999,0.999,0.996,0.995,0.988,0.991]
["PFKH2S","L",2.10062741,-0.0047428655,0.00658636025,{"v":1.0373696E-4,"d":"1.04E-04"},{"v":-5.35155073e-06,"d":"-5.35E-06"},{"v":2.98151037e-07,"d":"2.98E-07"},0,0,0,0,10,0.01,0.03,0.09,0.22,0.42,0.61,0.76,0.86,0.922,0.953,0.974,0.983,0.987,0.99,0.99,0.992,0.993,0.994,0.994,0.993,0.991,0.99,0.99,0.99,0.993,0.996,0.996,0.995,0.994,0.995,0.995,0.994]
["PLAF010S","L",2.97145551,-0.0123084336,0.0229406443,{"v":0.000555750122,"d":"5.56E-04"},{"v":-1.48240363e-05,"d":"-1.48E-05"},{"v":1.43842628e-06,"d":"1.44E-06"},-1.1444912E-4,0,0,0,10,0.02,0.08,0.17,0.27,0.43,0.58,0.71,0.82,0.9,0.946,0.974,0.988,0.997,0.999,0.999,0.999,0.999,0.999,0.999,0.999,0.998,0.997,0.992,0.999,0.999,0.999,0.999,0.99,0.979,0.951,0.88,0.66]
["PLAK13S","L",2.82447476,-0.0118060586,0.0196386835,{"v":0.00040080475,"d":"4.01E-04"},{"v":-8.64448721e-06,"d":"-8.64E-06"},{"v":9.02906571e-07,"d":"9.03E-07"},-1.0649054E-4,0,0,0,10,0.01,0.06,0.16,0.3,0.46,0.61,0.74,0.84,0.905,0.943,0.965,0.976,0.983,0.988,0.991,0.993,0.996,0.998,0.997,0.997,0.995,0.994,0.99,0.999,0.999,0.999,0.994,0.995,0.984,0.966,0.912,0.73]
["PLAK52S","L",2.76407266,-0.0126481379,0.0184774075,{"v":2.72264796E-4,"d":"2.72E-04"},{"v":4.59888085e-06,"d":"4.60E-06"},{"v":1.61083378e-07,"d":"1.61E-07"},-1.5914183E-4,0,0,0,10,0.05,0.11,0.2,0.33,0.49,0.64,0.77,0.86,0.918,0.956,0.974,0.985,0.99,0.995,0.996,0.998,0.999,0.99,0.999,0.998,0.996,0.995,0.988,0.996,0.997,0.999,0.995,0.991,0.981,0.959,0.88,0.66]
["PLASF03S","L",3.17068141,-0.0126020903,0.030537023,{"v":0.000826049797,"d":"8.26E-04"},{"v":-4.87613819e-06,"d":"-4.88E-06"},{"v":2.63470792e-06,"d":"2.63E-06"},{"v":-2.27507217e-05,"d":"-2.28E-05"},0,0,0,10,0,0,0,0,0.03,0.23,0.49,0.67,0.79,0.87,0.917,0.943,0.96,0.975,0.981,0.985,0.988,0.99,0.993,0.993,0.995,0.996,0.998,0.999,0.997,0.999,0.999,0.994,0.989,0.973,0.941,0.8]
["PLASFH11S","L",3.07248878,-0.0130910046,0.0257175166,{"v":0.000468797447,"d":"4.69E-04"},{"v":8.26140166e-06,"d":"8.26E-06"},{"v":4.96911029e-07,"d":"4.97E-07"},-0.000149735345,0,0,0,10,0.01,0.06,0.15,0.23,0.41,0.56,0.69,0.79,0.86,0.914,0.942,0.959,0.967,0.977,0.981,0.985,0.988,0.99,0.991,0.989,0.988,0.986,0.979,0.997,0.995,0.998,0.997,0.993,0.985,0.966,0.919,0.72]
["PLASFH12S","L",3.12620771,-0.0131941997,0.0273755534,{"v":0.000644833441,"d":"6.45E-04"},{"v":-4.45290808e-06,"d":"-4.45E-06"},{"v":1.47682971E-6,"d":"1.48E-06"},{"v":-5.38318514e-05,"d":"-5.38E-05"},0,0,0,10,0,0,0.01,0.14,0.42,0.61,0.74,0.84,0.9,0.935,0.957,0.969,0.976,0.982,0.986,0.988,0.99,0.991,0.993,0.992,0.993,0.992,0.992,0.997,0.996,0.999,0.997,0.993,0.982,0.967,0.922,0.75]
["PLASFH18S","L",3.32566886,-0.0131396072,0.0340298328,{"v":0.000803745646,"d":"8.04E-04"},{"v":1.03681091e-05,"d":"1.04E-05"},{"v":2.05840857E-6,"d":"2.06E-06"},-0.000123587896,0,0,0,10,0,0,0,0,0,0.01,0.06,0.25,0.52,0.71,0.83,0.89,0.93,0.963,0.977,0.984,0.989,0.993,0.998,0.998,0.998,0.998,0.998,0.996,0.998,0.999,0.999,0.998,0.993,0.976,0.94,0.8]
["PLASFH19S","L",3.2257027,-0.0126902501,0.0306614932,{"v":6.58747108E-4,"d":"6.59E-04"},{"v":9.44972029E-6,"d":"9.45E-06"},{"v":1.26490053E-6,"d":"1.26E-06"},-1.20031201E-4,0,0,0,10,0,0,0,0,0.02,0.19,0.45,0.65,0.78,0.86,0.909,0.939,0.956,0.972,0.979,0.985,0.99,0.993,0.996,0.998,0.999,0.999,0.999,0.996,0.995,0.997,0.995,0.991,0.986,0.972,0.942,0.8]
["PPSKH1S","L",2.50002967,-0.00669362188,0.0128441577,{"v":0.000147794104,"d":"1.48E-04"},{"v":2.25228249e-06,"d":"2.25E-06"},{"v":5.14209979e-08,"d":"5.14E-08"},{"v":-5.44106184e-05,"d":"-5.44E-05"},0,0,0,10,0,0,0.02,0.11,0.31,0.54,0.73,0.85,0.921,0.96,0.977,0.984,0.989,0.989,0.99,0.991,0.992,0.993,0.993,0.995,0.993,0.991,0.99,0.999,0.999,0.999,0.999,0.999,0.997,0.997,0.996,0.994]
["PPSKH2S","L",2.58080293,-0.00947346863,0.0142422135,{"v":0.000181422842,"d":"1.81E-04"},{"v":1.93580635e-06,"d":"1.94E-06"},{"v":8.52435797e-08,"d":"8.52E-08"},{"v":-8.80845734e-05,"d":"-8.81E-05"},0,0,0,10,0.01,0.06,0.18,0.33,0.52,0.68,0.81,0.89,0.939,0.964,0.978,0.984,0.984,0.982,0.982,0.985,0.988,0.99,0.994,0.991,0.991,0.993,0.998,0.997,0.998,0.998,0.996,0.987,0.971,0.949,0.89,0.83]
["PSF6S","L",3.15804727,-0.0636620163,0.0221799111,7.28069852E-3,{"v":-0.000695531446,"d":"-6.96E-04"},{"v":5.13149627e-05,"d":"5.13E-05"},0.0229240597,0,0,0,10,0,0,0,0,0,0,0,0,0.01,0.19,0.49,0.69,0.82,0.923,0.962,0.983,0.993,0.997,0.999,0.999,0.999,0.999,0.999,0.999,0.999,0.999,0.999,0.999,0.995,0.98,0.941,0.88]
["PSK12S","L",2.4767282,-0.0103779856,0.013934653,{"v":0.000196558619,"d":"1.97E-04"},{"v":4.37662846e-07,"d":"4.38E-07"},{"v":2.28673729E-7,"d":"2.29E-07"},{"v":-9.02510603e-05,"d":"-9.03E-05"},0,0,0,10,0.07,0.22,0.42,0.62,0.78,0.87,0.929,0.958,0.974,0.983,0.987,0.989,0.991,0.991,0.991,0.992,0.993,0.994,0.995,0.994,0.993,0.994,0.993,0.999,0.999,0.999,0.999,0.998,0.99,0.985,0.949,0.88]
["PSK5S","L",2.4871547,-0.0109451454,0.0136540989,{"v":0.000187911865,"d":"1.88E-04"},{"v":1.26085644e-08,"d":"1.26E-08"},{"v":2.3976508e-07,"d":"2.40E-07"},{"v":-9.97026157e-05,"d":"-9.97E-05"},0,0,0,10,0.01,0.05,0.2,0.42,0.63,0.78,0.88,0.929,0.96,0.976,0.982,0.987,0.989,0.991,0.992,0.993,0.994,0.994,0.996,0.994,0.994,0.994,0.999,0.999,0.999,0.999,0.998,0.994,0.961,0.972,0.911,0.82]
["QFK01AS","L",2.21653488,-0.00554625268,0.0083395125,1.02472408E-4,-1.61216982E-6,1.29777392E-7,-3.61726027E-5,0,0,0,10,0.04,0.11,0.24,0.44,0.65,0.8,0.902,0.953,0.978,0.99,0.995,0.997,0.997,0.996,0.996,0.997,0.998,0.999,0.999,0.998,0.997,0.999,0.999,0.999,0.999,0.999,0.999,0.998,0.999,0.999,0.999,0.998]
["QFK01S","L",2.21641522,-0.00558178713,{"v":0.00836994471,"d":"8.37E-03"},{"v":8.86932152e-05,"d":"8.87E-05"},{"v":2.35585693E-7,"d":"2.36E-07"},{"v":4.16602253e-08,"d":"4.17E-08"},{"v":-2.81150445e-05,"d":"-2.81E-05"},0,0,0,10,0.01,0.05,0.15,0.33,0.54,0.73,0.85,0.925,0.962,0.979,0.987,0.99,0.991,0.991,0.99,0.991,0.992,0.993,0.993,0.993,0.991,0.992,0.987,0.99,0.988,0.995,0.995,0.992,0.986,0.988,0.985,0.988]
["QFKH1S","L",2.21873981,-0.00509428315,0.00837486232,7.95531396e-05,{"v":1.3626937e-06,"d":"1.36E-06"},{"v":-1.10317618e-08,"d":"-1.10E-08"},-2.14995729e-05,0,0,0,10,0.1,0.18,0.33,0.51,0.69,0.82,0.912,0.962,0.977,0.988,0.994,0.995,0.996,0.995,0.995,0.996,0.997,0.998,0.998,0.998,0.998,0.997,0.995,0.993,0.995,0.998,0.999,0.995,0.991,0.994,0.988,0.984]
["QFKH2S","L",2.10025148,-0.00458689757,{"v":0.00685727645,"d":"6.86E-03"},{"v":2.32345667e-05,"d":"2.32E-05"},{"v":4.89859472e-06,"d":"4.90E-06"},{"v":-1.82336191E-7,"d":"-1.82E-07"},{"v":-2.09903123e-05,"d":"-2.10E-05"},0,0,0,10,0,0,0.06,0.18,0.39,0.61,0.79,0.89,0.949,0.976,0.988,0.993,0.995,0.994,0.994,0.996,0.996,0.998,0.999,0.998,0.997,0.998,0.996,0.994,0.994,0.995,0.994,0.994,0.991,0.995,0.994,0.998]
["QLAF010S","L",2.9704824,-0.0118584636,0.0236062466,{"v":3.56836115E-4,"d":"3.57E-04"},{"v":1.2356508E-5,"d":"1.24E-05"},{"v":1.07206448E-7,"d":"1.07E-07"},-1.66775197E-4,0,0,0,10,0.08,0.16,0.25,0.34,0.48,0.62,0.74,0.83,0.89,0.935,0.96,0.974,0.982,0.989,0.992,0.994,0.997,0.998,0.998,0.999,0.999,0.999,0.999,0.998,0.998,0.998,0.995,0.99,0.977,0.953,0.89,0.68]
["QLAFPH1S","L",2.97184328,-0.0126569714,0.0232616036,0.000403316269,6.85871554e-06,3.74016912e-07,-0.000162723834,0,0,0,10,0,0,0.07,0.28,0.5,0.66,0.77,0.86,0.91,0.946,0.967,0.979,0.985,0.991,0.994,0.996,0.999,0.999,0.999,0.999,0.999,0.999,0.999,0.999,0.999,0.999,0.999,0.995,0.984,0.962,0.902,0.67]
["QLAK13S","L",2.82409056,-0.0116215301,0.0199712048,{"v":0.000284067118,"d":"2.84E-04"},{"v":7.76179707e-06,"d":"7.76E-06"},{"v":6.22423373999999e-08,"d":"6.22E-08"},-1.36188911E-4,0,0,0,10,0.1,0.21,0.34,0.48,0.62,0.74,0.83,0.9,0.94,0.963,0.978,0.984,0.988,0.99,0.993,0.994,0.995,0.997,0.998,0.997,0.997,0.996,0.993,0.997,0.997,0.999,0.999,0.992,0.983,0.964,0.906,0.72]
["QLAK52S","L",2.76405609,-0.0126400636,0.0184903089,{"v":0.000267778201,"d":"2.68E-04"},{"v":5.29803264e-06,"d":"5.30E-06"},{"v":1.21335917e-07,"d":"1.21E-07"},-0.000160322951,0,0,0,10,0.06,0.12,0.21,0.34,0.5,0.65,0.78,0.86,0.921,0.954,0.974,0.983,0.989,0.994,0.995,0.997,0.998,0.999,0.999,0.999,0.999,0.998,0.988,0.999,0.996,0.999,0.992,0.99,0.979,0.957,0.88,0.66]
["QLAK53S","L",2.81181751,-0.0118938304,0.0199255052,{"v":0.000237580562,"d":"2.38E-04"},{"v":1.29438052E-5,"d":"1.29E-05"},{"v":-1.59492635e-07,"d":"-1.59E-07"},-0.000165919133,0,0,0,10,0.02,0.06,0.15,0.29,0.45,0.61,0.75,0.85,0.912,0.949,0.97,0.981,0.987,0.991,0.993,0.995,0.997,0.998,0.999,0.998,0.999,0.999,0.998,0.997,0.998,0.999,0.997,0.994,0.985,0.97,0.92,0.73]
["QLASF03S","L",3.1699583,-0.012153683,0.0309253962,{"v":0.000733513997,"d":"7.34E-04"},{"v":6.0190839e-06,"d":"6.02E-06"},{"v":2.17380961e-06,"d":"2.17E-06"},-0.000127440597,0,0,0,10,0,0,0,0,0.03,0.24,0.5,0.69,0.8,0.88,0.922,0.947,0.963,0.977,0.983,0.987,0.989,0.992,0.994,0.993,0.993,0.993,0.994,0.994,0.995,0.996,0.995,0.993,0.986,0.973,0.942,0.8]
["QLASFH11S","L",3.07264726,-0.0131831327,0.0256144151,{"v":0.000499234278,"d":"4.99E-04"},{"v":4.16805552e-06,"d":"4.17E-06"},{"v":7.01662918e-07,"d":"7.02E-07"},-0.000135807482,0,0,0,10,0.11,0.22,0.32,0.38,0.56,0.71,0.8,0.87,0.924,0.954,0.972,0.982,0.987,0.992,0.995,0.996,0.998,0.998,0.999,0.999,0.999,0.998,0.997,0.996,0.996,0.997,0.997,0.992,0.981,0.963,0.918,0.72]
["QLASFH12S","L",3.12617289,-0.0131750117,0.027406042,{"v":0.000635024687,"d":"6.35E-04"},{"v":-3.03984369E-6,"d":"-3.04E-06"},{"v":1.4020084e-06,"d":"1.40E-06"},{"v":-5.65591169E-5,"d":"-5.66E-05"},0,0,0,10,0,0,0.03,0.14,0.36,0.57,0.71,0.81,0.88,0.928,0.954,0.969,0.977,0.985,0.989,0.992,0.995,0.996,0.998,0.998,0.998,0.998,0.997,0.997,0.997,0.998,0.998,0.994,0.985,0.968,0.935,0.77]
["QLASFH18S","L",3.32568261,-0.0131452099,0.0340195247,{"v":0.000806964071,"d":"8.07E-04"},{"v":9.93603976e-06,"d":"9.94E-06"},{"v":2.07903061e-06,"d":"2.08E-06"},-0.000122888003,0,0,0,10,0,0,0,0,0,0,0.03,0.24,0.52,0.72,0.83,0.89,0.926,0.958,0.971,0.978,0.984,0.988,0.992,0.993,0.993,0.993,0.991,0.997,0.994,0.997,0.995,0.991,0.986,0.971,0.937999999999999,0.79]
["QLASFH19S","L",3.22566311,-0.0126719158,0.0306900263,{"v":0.000649958511,"d":"6.50E-04"},{"v":1.0629994E-5,"d":"1.06E-05"},{"v":1.20774149E-6,"d":"1.21E-06"},-0.000122584245,0,0,0,10,0,0,0,0,0.03,0.21,0.47,0.67,0.8,0.88,0.921,0.947,0.962,0.976,0.982,0.987,0.991,0.994,0.995,0.996,0.995,0.995,0.989,0.997,0.997,0.998,0.997,0.993,0.985,0.972,0.943,0.8]
["QLASFH58S","L",3.32552726,-0.0132706113,0.0339899628,{"v":0.000811209445,"d":"8.11E-04"},{"v":5.79662969e-06,"d":"5.80E-06"},{"v":2.35145894E-6,"d":"2.35E-06"},-0.000149120991,0,0,0,10,0,0,0,0,0,0.07,0.26,0.51,0.7,0.82,0.89,0.93,0.949,0.97,0.98,0.985,0.99,0.994,0.997,0.998,0.998,0.998,0.999,0.999,0.999,0.999,0.999,0.997,0.991,0.976,0.94,0.79]
["QLASFH59S","L",3.22581362,-0.0128335027,0.0304553203,{"v":0.000747766899,"d":"7.48E-04"},{"v":-1.21365984e-06,"d":"-1.21E-06"},{"v":1.90023535e-06,"d":"1.90E-06"},{"v":-9.26420505E-5,"d":"-9.26E-05"},0,0,0,10,0,0,0,0,0.13,0.33,0.53,0.69,0.8,0.88,0.92,0.95,0.961,0.976,0.983,0.987,0.992,0.995,0.997,0.998,0.998,0.998,0.997,0.995,0.996,0.997,0.995,0.991,0.985,0.973,0.942,0.8]
["QLASFPH2S","L",3.0430437,-0.0130169861,0.025603733,0.000448879136,1.131389E-5,4.69755261e-07,-1.75012562E-4,0,0,0,10,0.04,0.1,0.2,0.3,0.47,0.62,0.74,0.83,0.89,0.935,0.96,0.974,0.982,0.99,0.993,0.995,0.996,0.997,0.998,0.998,0.998,0.998,0.998,0.998,0.998,0.998,0.994,0.99,0.979,0.958,0.89,0.67]
["QLASFPH3S","L",3.14195165,-0.0129889243,0.0279148154,0.000509887221,1.32658761E-5,5.1483904e-07,-1.59736617E-4,0,0,0,10,0,0.06,0.13,0.22,0.39,0.56,0.69,0.79,0.87,0.92,0.949,0.966,0.977,0.986,0.99,0.993,0.995,0.997,0.998,0.998,0.998,0.998,0.995,0.992,0.994,0.999,0.994,0.991,0.98,0.964,0.92,0.73]
["QPSKH1S","L",2.50007622,-0.00671624527,0.0128098993,{"v":1.58900364E-4,"d":"1.59E-04"},{"v":6.45646017e-07,"d":"6.46E-07"},{"v":1.36642151e-07,"d":"1.37E-07"},{"v":-5.1444284e-05,"d":"-5.14E-05"},0,0,0,10,0.06,0.1,0.18,0.29,0.45,0.61,0.76,0.86,0.927,0.962,0.98,0.989,0.992,0.994,0.994,0.995,0.996,0.998,0.999,0.998,0.998,0.997,0.996,0.996,0.997,0.998,0.999,0.999,0.997,0.993,0.989,0.983]
["QPSKH2S","L",2.58079919,-0.00946942821999999,0.0142435389,{"v":0.000181224951,"d":"1.81E-04"},{"v":1.94681195e-06,"d":"1.95E-06"},{"v":8.51820873e-08,"d":"8.52E-08"},{"v":-8.88975012E-5,"d":"-8.89E-05"},0,0,0,10,0.01,0.06,0.17,0.33,0.51,0.68,0.81,0.89,0.937999999999999,0.964,0.978,0.983,0.984,0.981,0.981,0.985,0.988,0.99,0.993,0.99,0.99,0.991,0.989,0.997,0.995,0.997,0.996,0.986,0.967,0.945,0.88,0.83]
["QPSKH4S","L",2.50116352,-0.0100351892,0.0127884411,{"v":0.000128777777,"d":"1.29E-04"},{"v":3.72070629E-6,"d":"3.72E-06"},{"v":-3.09763293E-8,"d":"-3.10E-08"},-1.18900724E-4,0,0,0,10,0.02,0.07,0.2,0.39,0.58,0.74,0.85,0.917,0.955,0.975,0.985,0.99,0.992,0.994,0.994,0.995,0.996,0.997,0.998,0.999,0.998,0.998,0.997,0.997,0.997,0.998,0.995,0.986,0.968,0.945,0.87,0.81]
["QPSKH52S","L",2.58093502,-0.00959665919,0.0141837329,0.000194644982,4.47243666e-07,1.47296513e-07,-8.21742644e-05,0,0,0,10,0.03,0.1,0.26,0.45,0.64,0.77,0.87,0.926,0.959,0.977,0.986,0.991,0.994,0.994,0.994,0.996,0.997,0.998,0.999,0.999,0.998,0.998,0.998,0.998,0.998,0.999,0.998,0.994,0.981,0.965,0.92,0.87]
["QSF6S","L",3.11291202,-0.0125998729,0.0420929946,0.0028996124,{"v":-0.000373431538,"d":"-3.73E-04"},{"v":9.67592867e-05,"d":"9.68E-05"},{"v":0,"d":"0.00E+00"},{"v":-9.85184772e-06,"d":"-9.85E-06"},{"v":5.06525233e-07,"d":"5.07E-07"},0,10,0,0,0,0,0,0,0,0,0,0.2,0.5,0.71,0.82,0.918,0.954,0.971,0.98,0.984,0.991,0.994,0.995,0.996,0.995,0.995,0.996,0.998,0.999,0.99,0.975,0.966,0.936,0.89]
["QSK12S","L",2.47648136,-0.0102815826,0.0141032606,{"v":0.000147282182,"d":"1.47E-04"},{"v":7.20217001e-06,"d":"7.20E-06"},{"v":-1.1548098e-07,"d":"-1.15E-07"},-1.04525542E-4,0,0,0,10,0,0.07,0.27,0.53,0.72,0.85,0.914,0.95,0.97,0.98,0.987,0.989,0.992,0.992,0.993,0.994,0.996,0.997,0.998,0.997,0.996,0.996,0.991,0.999,0.997,0.999,0.993,0.994,0.984,0.977,0.926,0.85]
["QSK15S","L",2.59073686,-0.0106523029,0.0154224112,{"v":0.000252371925,"d":"2.52E-04"},{"v":-9.42642262e-07,"d":"-9.43E-07"},{"v":3.09905553e-07,"d":"3.10E-07"},{"v":-9.98472173e-05,"d":"-9.98E-05"},0,0,0,10,0.1,0.21,0.38,0.55,0.7,0.82,0.89,0.938,0.965,0.98,0.988,0.991,0.994,0.995,0.994,0.996,0.997,0.998,0.999,0.999,0.998,0.998,0.996,0.995,0.996,0.998,0.993,0.992,0.984,0.973,0.924,0.8]
["QSK52S","L",2.46682919,-0.0100692159,0.0140726622,{"v":1.36654094E-4,"d":"1.37E-04"},{"v":8.57488472e-06,"d":"8.57E-06"},{"v":-1.75474987e-07,"d":"-1.75E-07"},-1.10027728E-4,0,0,0,10,0.08,0.19,0.38,0.58,0.74,0.85,0.92,0.957,0.975,0.985,0.989,0.992,0.994,0.995,0.995,0.996,0.998,0.998,0.999,0.999,0.999,0.998,0.999,0.999,0.999,0.999,0.998,0.995,0.986,0.98,0.936,0.86]
["QSK55S","L",2.48678163,-0.0106945057,0.0138678388,{"v":1.28599548E-4,"d":"1.29E-04"},{"v":8.04132494e-06,"d":"8.04E-06"},{"v":-1.64917822e-07,"d":"-1.65E-07"},-1.21587496E-4,0,0,0,10,0.08,0.18,0.35,0.55,0.72,0.83,0.906,0.949,0.972,0.984,0.99,0.993,0.994,0.994,0.994,0.995,0.997,0.998,0.998,0.998,0.998,0.998,0.998,0.999,0.999,0.999,0.996,0.996,0.99,0.98,0.935,0.84]
["QSK5S","L",2.48684451,-0.0107692547,0.013864428,{"v":0.000124776891,"d":"1.25E-04"},{"v":8.35456206999999e-06,"d":"8.35E-06"},{"v":-1.81702443e-07,"d":"-1.82E-07"},-0.000134578724,0,0,0,10,0.01,0.07,0.23,0.46,0.66,0.8,0.89,0.937999999999999,0.966,0.98,0.986,0.991,0.992,0.993,0.993,0.995,0.996,0.997,0.997,0.996,0.995,0.995,0.989,0.997,0.996,0.999,0.994,0.993,0.985,0.975,0.926,0.83]
["SF03","L",3.26133538,-0.0183279183,0.0415516996,0.00494908982,{"v":-0.000388454792,"d":"-3.88E-04"},{"v":3.83701444e-05,"d":"3.84E-05"},0,0,0,0,10,0,0,0,0,0,0,0,0,0.01,0.22,0.56,0.76,0.86,0.945,0.973,0.985,0.991,0.996,0.999,0.999,0.999,0.999,0.999,0.999,0.999,0.999,0.999,0.999,0.983,0.98,0.961,0.94]
["SF13","L",2.92262988,-0.0115001781,0.0287583512,0.00447285534,{"v":-4.97300597E-4,"d":"-4.97E-04"},{"v":4.08937236e-05,"d":"4.09E-05"},0,0,0,0,10,0,0,0,0,0,0,0,0,0,0,0.09,0.41,0.71,0.942,0.992,0.999,0.999,0.999,0.999,0.999,0.999,0.999,0.999,0.999,0.999,0.999,0.999,0.999,0.995,0.987,0.958,0.946]
["SF5","L",2.73599051,-0.0272414957,0.0139469595,0.00488372822,{"v":-0.00049974139,"d":"-5.00E-04"},{"v":2.99608896e-05,"d":"3.00E-05"},0,0,0,0,10,0,0,0,0,0,0,0.15,0.55,0.81,0.909,0.958,0.983,0.998,0.999,0.999,0.999,0.999,0.999,0.999,0.999,0.999,0.999,0.998,0.999,0.999,0.999,0.999,0.999,0.999,0.99,0.964,0.951]
["SF8","L",2.79885778,-0.0371809306,0.00763019059,0.00723169098,{"v":-0.000807384722,"d":"-8.07E-04"},{"v":4.69666667E-5,"d":"4.70E-05"},0,0,0,0,10,0,0,0,0,0,0,0.11,0.51,0.79,0.908,0.955,0.98,0.993,0.999,0.999,0.999,0.999,0.999,0.999,0.999,0.999,0.999,0.998,0.999,0.999,0.999,0.999,0.999,0.995,0.992,0.97,0.962]

{"sheet":"Hoya","index":8,"n_rows":424,"n_cols":90,"rows_kept":424}
["Name","Eqn","A1","A2","A3","A4","A5","A6","A7","A8","A9","A10","t (mm)",280,290,300,310,320,330,340,350,360,370,380,390,400,420,440,460,480,500,550,600,650,700,750,780,800,830,850,900,950,1000,1050,1060,1100,1200,1300,1400,1500,1550,"t (mm)",280,290,300,310,320,330,340,350,360,370,380,390,400,420,440,460,480,500,550,600,650,700,750,780,800,830,850,900,950,1000,1050,1060,1100,1200,1300,1400,1500,1550]
["ADC1","L",2.58239,-0.0078947925,{"v":0.014967726,"d":"1.50E-02"},{"v":1.4902926E-4,"d":"1.49E-04"},{"v":4.6409361E-6,"d":"4.64E-06"},{"v":2.1550228E-7,"d":"2.16E-07"},0,0,0,0,5,0,0,0,0,0.07,0.19,0.49,0.75,0.88,0.937999999999999,0.965,0.978,0.984,0.987,0.992,0.993,0.995,0.998,0.999,0.999,0.999,0.999,0,0,0,0,0,0,0,0,0,0,0,0,0,0,0,0]
["ADC2","L",2.5086332,-0.010325231,0.014397754,0.00052116778,{"v":-4.2363481e-05,"d":"-4.24E-05"},{"v":4.0787899E-6,"d":"4.08E-06"},0,0,0,0,5,0,0,0,0,0,0,0,0,0.27,0.61,0.81,0.91,0.952,0.978,0.985,0.988,0.993,0.996,0.998,0.999,0.999,0.999,0,0,0,0,0,0,0,0,0,0,0,0,0,0,0,0]
["ADF1","L",2.4123885,-0.013542245,0.012239815,{"v":0.00095352552,"d":"9.54E-04"},{"v":-9.6003757e-05,"d":"-9.60E-05"},{"v":5.3898071e-06,"d":"5.39E-06"},0,0,0,0,5,0,0,0,0.05,0.14,0.3,0.48,0.61,0.78,0.87,0.923,0.953,0.971,0.987,0.992,0.993,0.996,0.997,0.999,0.999,0.999,0.999,0,0,0,0,0,0,0,0,0,0,0,0,0,0,0,0]
["ADF10","L",2.549248,-0.01450322,0.018491746,0.00051484585,{"v":-5.4886259e-06,"d":"-5.49E-06"},{"v":1.4998064e-06,"d":"1.50E-06"},0,0,0,0,5,0,0.08,0.35,0.58,0.72,0.8,0.87,0.91,0.94,0.966,0.979,0.986,0.991,0.995,0.996,0.999,0.999,0.999,0.999,0.999,0.999,0.999,0,0,0,0,0,0,0,0,0,0,0,0,0,0,0,0]
["ADF355","L",2.6377802,-0.011834487,0.024169102,-0.00027510935,0.00014101583,{"v":-6.2649064e-06,"d":"-6.26E-06"},0,0,0,0,5,0,0,0,0.08,0.3,0.52,0.68,0.8,0.88,0.93,0.959,0.975,0.985,0.994,0.996,0.998,0.999,0.999,0.999,0.999,0.999,0.999,0,0,0,0,0,0,0,0,0,0,0,0,0,0,0,0]
["ADF4","L",2.548912,-0.014204369,0.017429547,0.00075527471,{"v":-3.8001351e-05,"d":"-3.80E-05"},{"v":3.4318443e-06,"d":"3.43E-06"},0,0,0,0,5,0,0,0,0,0,0,0.04,0.06,0.57,0.78,0.88,0.93,0.954,0.977,0.985,0.988,0.992,0.994,0.997,0.997,0.997,0.998,0,0,0,0,0,0,0,0,0,0,0,0,0,0,0,0]
["ADF40","L",2.548619,-0.012846042,0.019056185,{"v":0.00040779573,"d":"4.08E-04"},{"v":7.6291025e-06,"d":"7.63E-06"},{"v":1.0073837E-6,"d":"1.01E-06"},0,0,0,0,5,0,0,0,0.19,0.43,0.61,0.74,0.84,0.9,0.94,0.967,0.98,0.988,0.994,0.997,0.998,0.999,0.999,0.999,0.999,0.999,0.999,0,0,0,0,0,0,0,0,0,0,0,0,0,0,0,0]
["ADF405","L",2.7356649,-0.012562447,0.025182823,0.00072910592,{"v":2.1020657e-06,"d":"2.10E-06"},{"v":2.9773777e-06,"d":"2.98E-06"},0,0,0,0,5,0,0,0,0,0.11,0.34,0.55,0.71,0.82,0.9,0.937,0.962,0.976,0.992,0.996,0.996,0.999,0.999,0.999,0.999,0.999,0.999,0,0,0,0,0,0,0,0,0,0,0,0,0,0,0,0]
["ADF455","L",2.8615365,-0.012012467,0.029737731,0.0012191813,{"v":-3.9599373e-05,"d":"-3.96E-05"},{"v":7.3055199e-06,"d":"7.31E-06"},0,0,0,0,5,0,0,0,0,0,0.07,0.3,0.52,0.68,0.8,0.88,0.93,0.958,0.984,0.993,0.996,0.999,0.999,0.999,0.999,0.999,0.999,0,0,0,0,0,0,0,0,0,0,0,0,0,0,0,0]
["ADF50","L",2.67,-0.013928623,0.022366497,0.00075271521,{"v":-1.7623403E-5,"d":"-1.76E-05"},{"v":3.4258912e-06,"d":"3.43E-06"},0,0,0,0,5,0,0,0,0,0,0.07,0.36,0.66,0.83,0.91,0.951,0.971,0.983,0.993,0.998,0.999,0.999,0.999,0.999,0.999,0.999,0.999,0,0,0,0,0,0,0,0,0,0,0,0,0,0,0,0]
["ADF505","L",2.9279081,-0.012439195,0.03130676,{"v":0.0017693707,"d":"1.77E-03"},{"v":-9.8482607e-05,"d":"-9.85E-05"},{"v":1.1871583E-5,"d":"1.19E-05"},0,0,0,0,5,0,0,0,0,0,0,0.16,0.4,0.6,0.74,0.84,0.9,0.94,0.977,0.988,0.994,0.997,0.998,0.999,0.999,0.999,0.999,0,0,0,0,0,0,0,0,0,0,0,0,0,0,0,0]
["ADF8","L",2.7782648,-0.013938918,0.022554601,{"v":0.00067331122,"d":"6.73E-04"},{"v":-1.5476287e-05,"d":"-1.55E-05"},{"v":3.0767374e-06,"d":"3.08E-06"},0,0,0,0,5,0,0,0,0,0,0.16,0.26,0.45,0.62,0.74,0.83,0.89,0.93,0.967,0.985,0.998,0.998,0.998,0.998,0.998,0.998,0.998,0,0,0,0,0,0,0,0,0,0,0,0,0,0,0,0]
["ATC1","L",2.58239,-0.00789479249999999,0.014967726,{"v":1.4902926E-4,"d":"1.49E-04"},{"v":4.6409361E-6,"d":"4.64E-06"},{"v":2.1550228E-7,"d":"2.16E-07"},0,0,0,0,5,0,0,0,0,0.07,0.19,0.49,0.75,0.88,0.937999999999999,0.965,0.978,0.984,0.987,0.992,0.993,0.995,0.998,0.999,0.999,0.999,0.999,0,0,0,0,0,0,0,0,0,0,0,0,0,0,0,0]
["ATF2","L",2.6671209,-0.014423962,0.013189583,{"v":0.0040232186,"d":"4.02E-03"},{"v":-0.00051303017,"d":"-5.13E-04"},{"v":3.6661072e-05,"d":"3.67E-05"},0,0,0,0]
["ATF4","L",2.675806,-0.0095352868,0.018813451,0.0011425769,{"v":-8.9016289E-5,"d":"-8.90E-05"},{"v":6.8179931e-06,"d":"6.82E-06"},0,0,0,0,5,0,0,0,0,0,0.15,0.44,0.67,0.81,0.9,0.943,0.967,0.979,0.989,0.991,0.993,0.994,0.996,0.998,0.998,0.999,0.999,0,0,0,0,0,0,0,0,0,0,0,0,0,0,0,0]
["BAC1","L",2.4325095,-0.00829832009999999,0.014609976,{"v":1.5397291e-07,"d":"1.54E-07"},{"v":3.7275782e-05,"d":"3.73E-05"},{"v":-1.7621673E-6,"d":"-1.76E-06"},0,0,0,0,5,0,0,0.04,0.32,0.56,0.74,0.86,0.93,0.963,0.973,0.986,0.993,0.996,0.998,0.999,0.999,0.999,0.999,0.999,0.999,0.999,0.999,0,0,0,0,0,0,0,0,0,0,0,0,0,0,0,0]
["BAC2","L",2.3366841,-0.00850036539999999,0.012544607,0.000141709,{"v":9.3390758e-06,"d":"9.34E-06"},{"v":-3.1975465e-07,"d":"-3.20E-07"},0,0,0,0,5,0.04,0.29,0.53,0.74,0.87,0.936,0.971,0.987,0.993,0.995,0.996,0.997,0.998,0.999,0.999,0.999,0.999,0.999,0.999,0.999,0.999,0.999,0,0,0,0,0,0,0,0,0,0,0,0,0,0,0,0]
["BAC4","L",2.4196645,-0.0083329314,0.01539739,-0.00017391654,{"v":6.218322e-05,"d":"6.22E-05"},{"v":-3.062131e-06,"d":"-3.06E-06"},0,0,0,0,5,0.029,0.122,0.311,0.53,0.707,0.827,0.901,0.945,0.969,0.982,0.988,0.993,0.994,0.995,0.995,0.996,0.997,0.998,0.999,0.998,0.998,0.998,0.999,0.999,0.999,0.999,0.999,0.999,0.999,0.999,0.999,0.999,0.999,0.999,0.999,0.994,0.997,0.997,10,0,0.015,0.097,0.281,0.5,0.684,0.812,0.892,0.938,0.964,0.976,0.985,0.988,0.99,0.991,0.992,0.994,0.995,0.997,0.997,0.995,0.996,0.997,0.998,0.998,0.998,0.998,0.998,0.998,0.998,0.998,0.998,0.998,0.998,0.998,0.987,0.995,0.995]
["BAC5","L",2.3892373,-0.0099203487,0.010910094,0.00099659255,-1.2009529E-4,{"v":6.8401813e-06,"d":"6.84E-06"},0,0,0,0,5,0,0.12,0.35,0.6,0.75,0.88,0.942,0.97,0.983,0.99,0.993,0.997,0.998,0.998,0.998,0.998,0.999,0.999,0.999,0.999,0.999,0.999,0,0,0,0,0,0,0,0,0,0,0,0,0,0,0,0]
["BAC6","L",2.4398557,-0.0097214767,0.01352689,0.00043240066,{"v":-2.2570985E-5,"d":"-2.26E-05"},{"v":1.4845452E-6,"d":"1.48E-06"},0,0,0,0,5,0,0,0,0.02,0.33,0.62,0.81,0.91,0.952,0.976,0.987,0.994,0.998,0.998,0.999,0.999,0.999,0.999,0.999,0.999,0.999,0.999,0,0,0,0,0,0,0,0,0,0,0,0,0,0,0,0]
["BACD1","L",2.5462274,-0.0076749813,0.017194425,-0.0002089302,{"v":5.9527936e-05,"d":"5.95E-05"},{"v":-2.5384088e-06,"d":"-2.54E-06"},0,0,0,0,5,0.06,0.13,0.22,0.4,0.59,0.75,0.86,0.92,0.951,0.972,0.983,0.987,0.992,0.994,0.995,0.998,0.999,0.999,0.999,0.999,0.999,0.999,0,0,0,0,0,0,0,0,0,0,0,0,0,0,0,0]
["BACD10","L",2.5890662,-0.0095936774,0.015362585,0.00045363348,{"v":-2.9425844e-05,"d":"-2.94E-05"},{"v":1.8891357E-6,"d":"1.89E-06"},0,0,0,0,5,0,0,0,0.12,0.36,0.6,0.77,0.88,0.93,0.967,0.98,0.989,0.993,0.996,0.997,0.999,0.999,0.999,0.999,0.999,0.999,0.999,0,0,0,0,0,0,0,0,0,0,0,0,0,0,0,0]
["BACD11","L",2.4095163,-0.0091904415,0.012939968,{"v":0.0002346143,"d":"2.35E-04"},{"v":-1.1130589E-5,"d":"-1.11E-05"},{"v":1.0131863E-6,"d":"1.01E-06"},0,0,0,0,5,0.1294,0.3109,0.5269,0.7181,0.8384,0.9131,0.9515,0.9717,0.9918,0.9925,0.9964,0.9974,0.9987,0.9987,0.9977,0.998,0.9987,0.999,0.999,0.999,0.999,0.999,0.999,0.999,0.999,0.999,0.999,0.999,0.998,0.998,0.998,0.998,0.998,0.998,0.998,0.989,0.996,0.996,10,0.0168,0.0966999999999999,0.2776,0.5156,0.7029,0.8338,0.9054,0.9442,0.9836,0.985,0.9928,0.9948,0.9974,0.9974,0.9955,0.996,0.9973,0.999,0.999,0.9989,0.999,0.999,0.999,0.999,0.999,0.998,0.998,0.998,0.997,0.997,0.997,0.997,0.997,0.996,0.996,0.979,0.992,0.991]
["BACD12","L",2.4721334,-0.011765309,0.010706816,1.2038678E-3,-0.00014042862,{"v":7.4542965e-06,"d":"7.45E-06"},0,0,0,0,5,0,0.08,0.24,0.44,0.64,0.78,0.88,0.93,0.961,0.979,0.985,0.99,0.993,0.994,0.996,0.997,0.999,0.999,0.999,0.999,0.999,0.999,0,0,0,0,0,0,0,0,0,0,0,0,0,0,0,0]
["BACD13","L",2.4929249,-0.0089994312,0.014629345,0.00017721311,{"v":7.6755876e-06,"d":"7.68E-06"},{"v":-1.2358463e-07,"d":"-1.24E-07"},0,0,0,0,5,0,0,0.06,0.2,0.45,0.66,0.8,0.89,0.936,0.961,0.978,0.985,0.989,0.992,0.994,0.995,0.996,0.998,0.999,0.999,0.999,0.999,0,0,0,0,0,0,0,0,0,0,0,0,0,0,0,0]
["BACD14","L",2.5335256,-0.011903338,0.012257249,7.9172149E-4,{"v":-7.7381829e-05,"d":"-7.74E-05"},{"v":3.99354409999999e-06,"d":"3.99E-06"},0,0,0,0,5,0.05,0.167,0.358,0.559,0.722,0.833,0.905,0.946,0.97,0.982,0.989,0.994,0.995,0.996,0.995,0.996,0.997,0.998,0.999,0.999,0.999,0.999,0.999,0.999,0.999,0.999,0.999,0.999,0.999,0.999,0.999,0.999,0.999,0.999,0.999,0.991,0.996,0.996,10,0,0.028,0.128,0.313,0.522,0.693,0.819,0.894,0.941,0.965,0.978,0.988,0.99,0.991,0.991,0.992,0.994,0.996,0.999,0.997,0.997,0.999,0.999,0.999,0.999,0.999,0.999,0.999,0.999,0.999,0.999,0.998,0.998,0.998,0.998,0.983,0.992,0.993]
["BACD15","L",2.5864832,-0.0080357829,0.018080573,{"v":-4.5974172E-4,"d":"-4.60E-04"},{"v":8.8484321e-05,"d":"8.85E-05"},{"v":-3.7544765e-06,"d":"-3.75E-06"},0,0,0,0,5,0.06,0.12,0.28,0.47,0.65,0.78,0.88,0.93,0.963,0.979,0.988,0.993,0.995,0.997,0.997,0.998,0.999,0.999,0.999,0.998,0.998,0.999,0.999,0.999,0.999,0.999,0.998,0.998,0.998,0.998,0.998,0.998,0.999,0.999,0.999,0.992,0.996,0.997]
["BACD16","L",2.5859898,-0.011940432,0.013995502,{"v":0.00048974502,"d":"4.90E-04"},{"v":-3.9120717E-5,"d":"-3.91E-05"},{"v":2.2611915e-06,"d":"2.26E-06"},0,0,0,0,5,0,0.105,0.218,0.377,0.553,0.709,0.823,0.896,0.943,0.969,0.982,0.99,0.994,0.996,0.998,0.998,0.999,0.999,0.999,0.999,0.999,0.999,0.999,0.999,0.999,0.999,0.999,0.999,0.999,0.999,0.999,0.999,0.999,0.999,0.999,0.992,0.995,0.995,10,0,0,0.048,0.142,0.306,0.503,0.677,0.803,0.89,0.939,0.965,0.979,0.989,0.993,0.995,0.996,0.997,0.999,0.999,0.999,0.999,0.999,0.999,0.999,0.999,0.999,0.999,0.999,0.999,0.999,0.999,0.999,0.999,0.999,0.999,0.984,0.99,0.99]
["BACD165","L",2.5854107,-0.011350925,0.013949305,{"v":0.00059205028,"d":"5.92E-04"},{"v":-5.5814536e-05,"d":"-5.58E-05"},{"v":3.1958693e-06,"d":"3.20E-06"},0,0,0,0,5,0,0.03,0.15,0.34,0.54,0.7,0.82,0.89,0.937999999999999,0.965,0.98,0.986,0.992,0.994,0.994,0.996,0.998,0.998,0.999,0.999,0.999,0.999,0,0,0,0,0,0,0,0,0,0,0,0,0,0,0,0]
["BACD18","L",2.6365277,-9.75584639999999E-3,0.017143665,{"v":0.00022592497,"d":"2.26E-04"},{"v":3.0855342e-06,"d":"3.09E-06"},{"v":4.5831917E-7,"d":"4.58E-07"},0,0,0,0,5,0,0,0,0.054,0.281,0.58,0.788,0.894,0.95,0.974,0.986,0.991,0.994,0.995,0.995,0.996,0.997,0.998,0.999,0.999,0.998,0.999,0.999,0.999,0.999,0.999,0.999,0.998,0.998,0.998,0.998,0.998,0.998,0.998,0.998,0.995,0.996,0.996,10,0,0,0,0,0.079,0.336,0.621,0.799,0.902,0.949,0.971,0.982,0.987,0.991,0.99,0.992,0.994,0.996,0.999,0.998,0.997,0.999,0.998,0.998,0.998,0.997,0.997,0.997,0.997,0.996,0.996,0.996,0.996,0.997,0.997,0.99,0.992,0.992]
["BACD2","L",2.5393255,-0.0087207883,0.015909566,{"v":8.8163036e-05,"d":"8.82E-05"},{"v":2.5876593E-5,"d":"2.59E-05"},{"v":-1.1733523E-6,"d":"-1.17E-06"},0,0,0,0,5,0,0,0.03,0.5,0.52,0.71,0.84,0.91,0.953,0.975,0.984,0.991,0.994,0.996,0.997,0.997,0.999,0.999,0.999,0.999,0.999,0.999,0.999,0.999,0.999,0.999,0.999,0.999,0.999,0.998,0.998,0.998,0.998,0.998,0.998,0.994,0.997,0.997]
["BACD3","L",2.5457068,-0.0092044475,0.015368943,1.0302567E-4,{"v":1.6305451e-05,"d":"1.63E-05"},{"v":-4.7248106e-07,"d":"-4.72E-07"},0,0,0,0,5,0,0.05,0.14,0.31,0.51,0.68,0.81,0.89,0.941,0.966,0.979,0.986,0.992,0.995,0.995,0.996,0.997,0.997,0.999,0.999,0.999,0.999,0,0,0,0,0,0,0,0,0,0,0,0,0,0,0,0]
["BACD4","L",2.5584621,-0.00974572829999999,0.015110495,0.00023273333,{"v":1.1137249e-06,"d":"1.11E-06"},{"v":1.6424767E-7,"d":"1.64E-07"},0,0,0,0,5,0,0.04,0.18,0.35,0.54,0.71,0.83,0.91,0.949,0.973,0.985,0.992,0.994,0.998,0.999,0.999,0.999,0.999,0.999,0.999,0.999,0.999,0.999,0.999,0.999,0.999,0.999,0.999,0.999,0.999,0.999,0.998,0.998,0.998,0.998,0.992,0.996,0.996]
["BACD5","L",2.4861499,-0.0095684845,0.014685059,{"v":-1.1216487E-4,"d":"-1.12E-04"},{"v":4.1978777e-05,"d":"4.20E-05"},{"v":-1.885619e-06,"d":"-1.89E-06"},0,0,0,0,5,0.099,0.244,0.434,0.622,0.768,0.867,0.925,0.96,0.978,0.988,0.992,0.995,0.997,0.998,0.998,0.998,0.999,0.999,0.999,0.999,0.999,0.999,0.999,0.999,0.999,0.999,0.999,0.999,0.999,0.999,0.999,0.999,0.999,0.999,0.999,0.99,0.997,0.997,10,0,0.059,0.189,0.387,0.59,0.752,0.856,0.922,0.956,0.976,0.985,0.99,0.994,0.995,0.995,0.996,0.997,0.999,0.999,0.999,0.999,0.999,0.998,0.998,0.998,0.998,0.998,0.998,0.998,0.998,0.998,0.998,0.998,0.998,0.998,0.98,0.994,0.994]
["BACD50","L",2.5371333,-0.0095379694,0.016346381,{"v":7.623709e-05,"d":"7.62E-05"},{"v":2.8455664e-05,"d":"2.85E-05"},{"v":-1.0057554E-6,"d":"-1.01E-06"},0,0,0,0,5,0,0,0,0,0,0.19,0.47,0.7,0.84,0.91,0.951,0.971,0.982,0.989,0.993,0.994,0.998,0.999,0.999,0.999,0.999,0.999,0,0,0,0,0,0,0,0,0,0,0,0,0,0,0,0]
["BACD6","L",2.5590468,-0.00879397059999999,0.016000667,{"v":0.00019986862,"d":"2.00E-04"},{"v":7.0540862e-06,"d":"7.05E-06"},{"v":-9.999357e-08,"d":"-1.00E-07"},0,0,0,0,5,0,0,0.06,0.24,0.47,0.68,0.82,0.9,0.945,0.971,0.982,0.989,0.994,0.996,0.996,0.997,0.998,0.998,0.999,0.999,0.999,0.999,0,0,0,0,0,0,0,0,0,0,0,0,0,0,0,0]
["BACD7","L",2.5426464,-0.0098938427,0.014390507,{"v":0.00032973498,"d":"3.30E-04"},{"v":-1.4780345E-5,"d":"-1.48E-05"},{"v":9.2477818e-07,"d":"9.25E-07"},0,0,0,0,5,0,0.05,0.15,0.29,0.49,0.67,0.81,0.89,0.94,0.964,0.977,0.985,0.992,0.994,0.995,0.997,0.999,0.999,0.999,0.999,0.999,0.999,0,0,0,0,0,0,0,0,0,0,0,0,0,0,0,0]
["BACD8","L",2.5507931,-0.0090457257,0.015942017,2.2665652E-4,{"v":4.0269123e-06,"d":"4.03E-06"},{"v":2.2206417E-7,"d":"2.22E-07"},0,0,0,0,5,0,0,0,0.16,0.43,0.65,0.8,0.89,0.942,0.969,0.981,0.99,0.993,0.996,0.997,0.999,0.999,0.999,0.999,0.999,0.999,0.999,0,0,0,0,0,0,0,0,0,0,0,0,0,0,0,0]
["BACD9","L",2.5579346,-0.0084619593,0.017149278,{"v":-6.8652282e-05,"d":"-6.87E-05"},{"v":4.8517375e-05,"d":"4.85E-05"},{"v":-2.0273592e-06,"d":"-2.03E-06"},0,0,0,0,5,0,0,0,0.03,0.27,0.59,0.79,0.87,0.93,0.957,0.972,0.983,0.99,0.99,0.993,0.994,0.998,0.999,0.999,0.999,0.999,0.999,0,0,0,0,0,0,0,0,0,0,0,0,0,0,0,0]
["BACED1","L",2.5651973,-0.0075082255,0.018584689,-0.00037341118,{"v":9.8143144e-05,"d":"9.81E-05"},{"v":-4.8920171e-06,"d":"-4.89E-06"},0,0,0,0,5,0,0,0,0,0.21,0.5,0.71,0.84,0.945,0.95,0.97,0.981,0.988,0.994,0.995,0.997,0.998,0.999,0.999,0.999,0.999,0.999,0,0,0,0,0,0,0,0,0,0,0,0,0,0,0,0]
["BACED2","L",2.5796993,-7.2853644E-3,0.019379147,-0.00041426347,{"v":9.3840192e-05,"d":"9.38E-05"},{"v":-3.7856092e-06,"d":"-3.79E-06"},0,0,0,0,5,0,0,0,0.05,0.15,0.42,0.65,0.81,0.9,0.94,0.964,0.977,0.984,0.99,0.992,0.993,0.995,0.999,0.999,0.999,0.999,0.999,0,0,0,0,0,0,0,0,0,0,0,0,0,0,0,0]
["BACED20","L",2.6649573,-0.0089590228,0.018746927,{"v":6.536226e-05,"d":"6.54E-05"},{"v":3.7916753e-05,"d":"3.79E-05"},{"v":-1.304164E-6,"d":"-1.30E-06"},0,0,0,0,5,0,0,0,0,0,0.12,0.34,0.6,0.79,0.89,0.94,0.968,0.981,0.992,0.994,0.997,0.996,0.998,0.999,0.999,0.999,0.999,0,0,0,0,0,0,0,0,0,0,0,0,0,0,0,0]
["BACED3","L",2.5587759,-0.0087961633,0.016580498,{"v":0.0005360208,"d":"5.36E-04"},{"v":-3.0272436E-5,"d":"-3.03E-05"},{"v":2.4454508E-6,"d":"2.45E-06"},0,0,0,0,5,0,0,0,0,0.12,0.47,0.76,0.89,0.946,0.97,0.983,0.989,0.992,0.994,0.996,0.997,0.998,0.999,0.999,0.999,0.999,0.999,0,0,0,0,0,0,0,0,0,0,0,0,0,0,0,0]
["BACED4","L",2.5713386,-0.0094677236,0.015772534,0.00039867586,{"v":-1.5859802e-05,"d":"-1.59E-05"},{"v":1.1406888E-6,"d":"1.14E-06"},0,0,0,0,5,0,0,0,0.08,0.35,0.62,0.8,0.89,0.944,0.97,0.982,0.989,0.994,0.997,0.997,0.998,0.998,0.999,0.999,0.999,0.999,0.999,0,0,0,0,0,0,0,0,0,0,0,0,0,0,0,0]
["BACED5","L",2.6934245,-0.008637014,0.02049645,{"v":-9.3205453e-05,"d":"-9.32E-05"},{"v":6.2709747e-05,"d":"6.27E-05"},{"v":-2.0834652E-6,"d":"-2.08E-06"},0,0,0,0,5,0,0,0,0,0.041,0.197,0.488,0.723,0.864,0.934,0.966,0.981,0.989,0.994,0.995,0.996,0.997,0.999,0.999,0.998,0.998,0.999,0.998,0.999,0.999,0.999,0.999,0.999,0.999,0.999,0.999,0.999,0.999,0.999,0.999,0.997,0.998,0.998,10,0,0,0,0,0,0.039,0.238,0.523,0.747,0.872,0.933,0.962,0.979,0.988,0.99,0.992,0.995,0.997,0.999,0.997,0.995,0.998,0.998,0.998,0.998,0.998,0.999,0.998,0.998,0.998,0.998,0.998,0.999,0.999,0.998,0.995,0.995,0.995]
["BACED9","L",2.5756523,-0.01033503,0.016433728,{"v":0.00071472641,"d":"7.15E-04"},{"v":-4.7460283e-05,"d":"-4.75E-05"},{"v":3.6289451e-06,"d":"3.63E-06"},0,0,0,0,5,0,0,0,0,0,0,0.12,0.44,0.71,0.85,0.925,0.954,0.972,0.984,0.988,0.991,0.994,0.996,0.999,0.997,0.997,0.999,0,0,0,0,0,0,0,0,0,0,0,0,0,0,0,0]
["BACL1","L",2.2954968,-0.0077650231,0.012832308,{"v":-1.1562517E-4,"d":"-1.16E-04"},{"v":4.4683239e-05,"d":"4.47E-05"},{"v":-2.1594774E-6,"d":"-2.16E-06"},0,0,0,0,5,0,0.19,0.45,0.69,0.85,0.926,0.963,0.981,0.988,0.992,0.994,0.995,0.997,0.996,0.995,0.995,0.997,0.997,0.998,0.997,0.995,0.997,0,0,0,0,0,0,0,0,0,0,0,0,0,0,0,0]
["BACL3","L",2.2695735,-0.0063761519,0.013825392,-0.00044475382,{"v":8.1030977e-05,"d":"8.10E-05"},{"v":-3.8035909e-06,"d":"-3.80E-06"},0,0,0,0,5,0.15,0.24,0.51,0.74,0.87,0.94,0.972,0.988,0.993,0.997,0.999,0.999,0.999,0.999,0.999,0.999,0.999,0.999,0.999,0.999,0.999,0.999,0,0,0,0,0,0,0,0,0,0,0,0,0,0,0,0]
["BAF10","L",2.7324621,-0.01249046,0.018562334,0.00099990536,{"v":-6.8388552E-5,"d":"-6.84E-05"},{"v":4.9257931e-06,"d":"4.93E-06"},0,0,0,0,5,0,0,0,0,0,0,0.22,0.56,0.78,0.89,0.94,0.96,0.975,0.984,0.986,0.991,0.993,0.995,0.999,0.999,0.999,0.999,0,0,0,0,0,0,0,0,0,0,0,0,0,0,0,0]
["BAF11","L",2.7272955,-0.013470236,0.014809271,0.0019615335,{"v":-0.00019787663,"d":"-1.98E-04"},{"v":1.0851117E-5,"d":"1.09E-05"},0,0,0,0,5,0,0,0,0,0,0.08,0.34,0.52,0.81,0.91,0.951,0.973,0.983,0.988,0.99,0.993,0.995,0.999,0.999,0.999,0.999,0.999,0.999,0.999,0.999,0.999,0.999,0.999,0.999,0.999,0.999,0.999,0.999,0.999,0.999,0.997,0.998,0.998]
["BAF12","L",2.629583,-0.00945177149999999,0.018916421,0.00086556828,{"v":-5.9180565e-05,"d":"-5.92E-05"},{"v":5.2756945e-06,"d":"5.28E-06"},0,0,0,0,5,0,0,0,0,0,0.06,0.27,0.56,0.77,0.88,0.937,0.964,0.978,0.989,0.994,0.995,0.997,0.999,0.999,0.999,0.999,0.999,0,0,0,0,0,0,0,0,0,0,0,0,0,0,0,0]
["BAF13","L",2.7192474,-0.0084119419,0.023494393,-1.3607965E-4,{"v":9.0475745e-05,"d":"9.05E-05"},{"v":-2.4558265e-06,"d":"-2.46E-06"},0,0,0,0,5,0,0,0,0,0,0,0,0.17,0.48,0.73,0.86,0.93,0.959,0.982,0.99,0.993,0.995,0.997,0.999,0.999,0.999,0.999,0,0,0,0,0,0,0,0,0,0,0,0,0,0,0,0]
["BAF2","L",2.4191302,-8.2558731E-3,0.014812541,0.0006394801,{"v":-3.940135e-05,"d":"-3.94E-05"},{"v":2.9421184E-6,"d":"2.94E-06"},0,0,0,0,5,0,0,0,0.08,0.45,0.79,0.928,0.973,0.988,0.994,0.995,0.997,0.998,0.998,0.998,0.998,0.998,0.999,0.999,0.999,0.998,0.999,0,0,0,0,0,0,0,0,0,0,0,0,0,0,0,0]
["BAF20","L",2.7735744,-0.0091479833,0.023258971,0.0004646999,{"v":-2.8108075e-06,"d":"-2.81E-06"},{"v":3.2011906e-06,"d":"3.20E-06"},0,0,0,0,5,0,0,0,0,0,0,0,0.12,0.39,0.65,0.82,0.87,0.947,0.976,0.985,0.99,0.991,0.998,0.999,0.999,0.999,0.999,0,0,0,0,0,0,0,0,0,0,0,0,0,0,0,0]
["BAF21","L",2.7105038,-0.0082856228,0.020608429,1.7148395E-4,{"v":3.7071408e-05,"d":"3.71E-05"},{"v":-7.1749087e-07,"d":"-7.17E-07"},0,0,0,0,5,0,0,0,0,0,0,0.07,0.32,0.61,0.8,0.89,0.94,0.966,0.984,0.989,0.992,0.994,0.996,0.998,0.998,0.998,0.998,0,0,0,0,0,0,0,0,0,0,0,0,0,0,0,0]
["BAF22","L",2.7665328,-0.011002716,0.022027498,{"v":0.00039543539,"d":"3.95E-04"},{"v":4.056692e-05,"d":"4.06E-05"},{"v":-7.267033e-07,"d":"-7.27E-07"},0,0,0,0,5,0,0,0,0,0,0,0,0.11,0.39,0.66,0.82,0.9,0.945,0.979,0.987,0.992,0.995,0.997,0.999,0.999,0.999,0.999,0,0,0,0,0,0,0,0,0,0,0,0,0,0,0,0]
["BAF23","L",2.6702229,-0.0099671499,0.019837683,0.00072479446,{"v":-2.6263865e-05,"d":"-2.63E-05"},{"v":2.8646102e-06,"d":"2.86E-06"},0,0,0,0,5,0,0,0,0,0,0,0.22,0.29,0.59,0.8,0.9,0.942,0.967,0.984,0.989,0.993,0.995,0.997,0.998,0.998,0.997,0.999,0,0,0,0,0,0,0,0,0,0,0,0,0,0,0,0]
["BAF3","L",2.4554037,-0.0079089137,0.015831259,0.00099026871,-1.0330745E-4,{"v":7.3111962e-06,"d":"7.31E-06"},0,0,0,0,5,0,0,0,0.07,0.38,0.73,0.89,0.951,0.977,0.98,0.99,0.995,0.999,0.999,0.999,0.999,0.999,0.999,0.999,0.999,0.999,0.999,0,0,0,0,0,0,0,0,0,0,0,0,0,0,0,0]
["BAF4","L",2.5241755,-0.0094635992,0.017351996,0.0009531395,{"v":-6.0777625e-05,"d":"-6.08E-05"},{"v":4.6067247e-06,"d":"4.61E-06"},0,0,0,0,5,0,0,0,0,0.15,0.5,0.74,0.88,0.94,0.967,0.979,0.988,0.995,0.998,0.998,0.999,0.999,0.999,0.999,0.999,0.999,0.999,0,0,0,0,0,0,0,0,0,0,0,0,0,0,0,0]
["BAF5","L",2.5308158,-0.0075473263,0.018976732,{"v":-1.8623526E-4,"d":"-1.86E-04"},{"v":8.24682179999999e-05,"d":"8.25E-05"},{"v":-3.2975868E-6,"d":"-3.30E-06"},0,0,0,0,5,0,0,0,0,0.13,0.46,0.72,0.85,0.92,0.949,0.968,0.979,0.987,0.992,0.993,0.995,0.996,0.997,0.998,0.998,0.998,0.998,0,0,0,0,0,0,0,0,0,0,0,0,0,0,0,0]
["BAF6","L",2.4726495,-0.0068775126,0.019233517,-4.088165E-4,1.1118092E-4,{"v":-4.6735566e-06,"d":"-4.67E-06"},0,0,0,0,5,0,0,0,0,0.3,0.63,0.84,0.93,0.972,0.987,0.993,0.997,0.998,0.999,0.999,0.999,0.999,0.999,0.999,0.999,0.999,0.999,0,0,0,0,0,0,0,0,0,0,0,0,0,0,0,0]
["BAF7","L",2.5302155,-0.0076369172,0.019460977,{"v":7.9936292E-5,"d":"7.99E-05"},{"v":4.7154385e-05,"d":"4.72E-05"},{"v":-8.474266e-07,"d":"-8.47E-07"},0,0,0,0,5,0,0,0,0.15,0.51,0.77,0.89,0.941,0.965,0.979,0.987,0.992,0.994,0.994,0.996,0.998,0.999,0.999,0.999,0.999,0.999,0.999,0,0,0,0,0,0,0,0,0,0,0,0,0,0,0,0]
["BAF8","L",2.5780381,-0.0068204708,0.021072094,{"v":-0.00025419826,"d":"-2.54E-04"},{"v":8.8230788e-05,"d":"8.82E-05"},{"v":-2.9031261E-6,"d":"-2.90E-06"},0,0,0,0,5,0,0,0,0,0.07,0.39,0.73,0.89,0.954,0.979,0.989,0.993,0.996,0.999,0.999,0.999,0.999,0.999,0.999,0.999,0.999,0.999,0,0,0,0,0,0,0,0,0,0,0,0,0,0,0,0]
["BAF9","L",2.64577,-0.010100029,0.018254281,{"v":0.00070070401,"d":"7.01E-04"},{"v":-3.6978304e-05,"d":"-3.70E-05"},{"v":3.1532722e-06,"d":"3.15E-06"},0,0,0,0,5,0,0,0,0,0.05,0.19,0.48,0.71,0.84,0.91,0.949,0.97,0.983,0.991,0.994,0.996,0.998,0.999,0.999,0.999,0.999,0.999,0,0,0,0,0,0,0,0,0,0,0,0,0,0,0,0]
["BAFD1","L",2.5793303,-0.0082532442,0.020375432,0.0012337857,{"v":-9.7835886e-05,"d":"-9.78E-05"},{"v":8.33788199999999e-06,"d":"8.34E-06"},0,0,0,0,5,0,0,0,0,0.1,0.41,0.71,0.86,0.92,0.959,0.975,0.985,0.992,0.996,0.998,0.999,0.999,0.999,0.999,0.999,0.999,0.999,0,0,0,0,0,0,0,0,0,0,0,0,0,0,0,0]
["BAFD10","L",2.6521655,-0.0075962197,0.023726622,0.000514341,{"v":9.8103531e-06,"d":"9.81E-06"},{"v":2.7725345e-06,"d":"2.77E-06"},0,0,0,0]
["BAFD14","L",2.8034419,-0.0098101664,0.027600636,0.0011151895,{"v":-4.2256185e-05,"d":"-4.23E-05"},{"v":8.1312173e-06,"d":"8.13E-06"},0,0,0,0,5,0,0,0,0,0,0,0,0.15,0.45,0.7,0.83,0.89,0.933,0.972,0.985,0.991,0.995,0.999,0.999,0.999,0.999,0.999,0,0,0,0,0,0,0,0,0,0,0,0,0,0,0,0]
["BAFD15","L",2.8205467,-0.010789821,0.026216351,0.00034058709,{"v":4.676501e-05,"d":"4.68E-05"},{"v":6.6030419e-07,"d":"6.60E-07"},0,0,0,0,5,0,0,0,0,0,0,0.05,0.43,0.76,0.91,0.949,0.97,0.979,0.984,0.987,0.989,0.992,0.995,0.998,0.998,0.997,0.997,0.998,0.998,0.998,0.998,0.998,0.998,0.998,0.998,0.998,0.998,0.999,0.998,0.999,0.998,0.997,0.997]
["BAFD16","L",2.5067094,-0.011763273,0.017316998,0.0010266348,{"v":-7.9971836e-05,"d":"-8.00E-05"},{"v":7.4048597E-6,"d":"7.40E-06"},0,0,0,0,5,0,0,0,0,0,0,0,0.18,0.62,0.87,0.952,0.977,0.986,0.993,0.994,0.996,0.996,0.996,0.997,0.996,0.997,0.999,0,0,0,0,0,0,0,0,0,0,0,0,0,0,0,0]
["BAFD2","L",2.6915386,-0.0077169862,0.025612877,0.00090015584,{"v":-2.496179e-05,"d":"-2.50E-05"},{"v":5.76076e-06,"d":"5.76E-06"},0,0,0,0,5,0,0,0,0,0,0.05,0.36,0.65,0.81,0.89,0.93,0.959,0.976,0.991,0.994,0.997,0.998,0.999,0.999,0.999,0.999,0.999,0,0,0,0,0,0,0,0,0,0,0,0,0,0,0,0]
["BAFD3","L",2.5175976,-0.006076741,0.02306109,-0.00017487816,{"v":9.50257049999999e-05,"d":"9.50E-05"},{"v":-2.030471e-06,"d":"-2.03E-06"},0,0,0,0,5,0,0,0,0,0.08,0.38,0.73,0.88,0.93,0.959,0.972,0.981,0.987,0.992,0.995,0.996,0.996,0.998,0.999,0.999,0.999,0.999,0,0,0,0,0,0,0,0,0,0,0,0,0,0,0,0]
["BAFD4","L",2.6563187,-0.00909046189999999,0.022987504,0.0008478133,{"v":-1.7432432E-5,"d":"-1.74E-05"},{"v":3.7311321e-06,"d":"3.73E-06"},0,0,0,0,5,0,0,0,0,0,0,0.06,0.36,0.67,0.85,0.93,0.963,0.978,0.991,0.994,0.996,0.999,0.999,0.999,0.999,0.999,0.999,0,0,0,0,0,0,0,0,0,0,0,0,0,0,0,0]
["BAFD5","L",2.513741,-0.0091111588,0.018744828,0.00068461022,{"v":-2.0079376e-05,"d":"-2.01E-05"},{"v":2.9058663e-06,"d":"2.91E-06"},0,0,0,0,5,0,0,0,0,0.13,0.51,0.78,0.9,0.943,0.966,0.977,0.984,0.991,0.994,0.997,0.998,0.998,0.999,0.999,0.997,0.997,0.999,0,0,0,0,0,0,0,0,0,0,0,0,0,0,0,0]
["BAFD6","L",2.7117189,-0.00848514199999999,0.02364145,{"v":2.8281035E-4,"d":"2.83E-04"},{"v":4.3247836e-05,"d":"4.32E-05"},{"v":4.3130544e-07,"d":"4.31E-07"},0,0,0,0,5,0,0,0,0,0,0,0,0.17,0.5,0.77,0.89,0.948,0.974,0.991,0.994,0.996,0.997,0.998,0.999,0.999,0.999,0.999,0,0,0,0,0,0,0,0,0,0,0,0,0,0,0,0]
["BAFD7","L",2.8217211,-0.0097265483,0.024345979,{"v":0.00078406305,"d":"7.84E-04"},{"v":-2.2431497e-05,"d":"-2.24E-05"},{"v":4.6726029e-06,"d":"4.67E-06"},0,0,0,0,5,0,0,0,0,0,0,0.028,0.253,0.593,0.797,0.894,0.939,0.961,0.981,0.988,0.991,0.995,0.997,0.999,0.999,0.999,0.997,0.999,0.999,0.999,0.999,0.999,0.999,0.999,0.999,0.999,0.999,0.999,0.999,0.999,0.999,0.998,0.999,10,0,0,0,0,0,0,0,0.064,0.351,0.636,0.799,0.882,0.924,0.962,0.975,0.982,0.99,0.993,0.999,0.998,0.998,0.995,0.999,0.999,0.999,0.999,0.999,0.999,0.999,0.999,0.999,0.999,0.999,0.999,0.999,0.998,0.996,0.997]
["BAFD8","L",2.8863236,-0.009802724,0.027654256,8.9006367E-4,{"v":-3.6309109e-05,"d":"-3.63E-05"},{"v":7.6181062e-06,"d":"7.62E-06"},0,0,0,0,5,0,0,0,0,0,0,0,0.053,0.29,0.567,0.757,0.864,0.924,0.972,0.987,0.992,0.995,0.997,0.999,0.999,0.999,0.999,0.999,0.999,0.999,0.999,0.999,0.999,0.999,0.999,0.999,0.999,0.999,0.999,0.999,0.998,0.997,0.998,10,0,0,0,0,0,0,0,0,0.084,0.322,0.573,0.747,0.854,0.945,0.974,0.984,0.99,0.994,0.998,0.998,0.999,0.999,0.999,0.999,0.999,0.999,0.999,0.998,0.999,0.999,0.998,0.999,0.999,0.999,0.999,0.997,0.995,0.996]
["BAFL2","L",2.4218746,-0.0072189323,0.016313823,{"v":7.2901726e-05,"d":"7.29E-05"},{"v":3.4182539E-5,"d":"3.42E-05"},{"v":-1.0482404E-6,"d":"-1.05E-06"},0,0,0,0,5,0,0,0,0.09,0.48,0.79,0.923,0.965,0.983,0.99,0.993,0.994,0.996,0.996,0.997,0.997,0.997,0.999,0.999,0.999,0.999,0.999,0,0,0,0,0,0,0,0,0,0,0,0,0,0,0,0]
["BAFL3","L",2.4271532,-0.0084582748,0.014112087,0.0005828027,{"v":-4.37301e-05,"d":"-4.37E-05"},{"v":2.7986832E-6,"d":"2.80E-06"},0,0,0,0,5,0,0,0.06,0.31,0.67,0.86,0.94,0.972,0.985,0.991,0.993,0.995,0.996,0.996,0.996,0.996,0.997,0.998,0.999,0.999,0.999,0.999,0,0,0,0,0,0,0,0,0,0,0,0,0,0,0,0]
["BAFL4","L",2.4516489,-0.0082668819,0.015080705,0.00033506162,{"v":-1.4477165E-5,"d":"-1.45E-05"},{"v":1.5628088E-6,"d":"1.56E-06"},0,0,0,0,5,0,0,0,0.03,0.11,0.44,0.74,0.88,0.947,0.974,0.986,0.992,0.995,0.997,0.997,0.998,0.999,0.999,0.999,0.999,0.999,0.999,0,0,0,0,0,0,0,0,0,0,0,0,0,0,0,0]
["BAFL6","L",2.4881947,-0.012505699,0.010001444,0.002071253,-0.00025297331,{"v":1.3595414E-5,"d":"1.36E-05"},0,0,0,0,5,0,0,0.1,0.15,0.53,0.8,0.91,0.958,0.978,0.988,0.992,0.994,0.996,0.997,0.997,0.998,0.998,0.999,0.999,0.999,0.999,0.999,0,0,0,0,0,0,0,0,0,0,0,0,0,0,0,0]
["BSC1","L",2.2502594,-0.00878433059999999,0.011271736,{"v":1.5917091e-05,"d":"1.59E-05"},{"v":1.6760618e-05,"d":"1.68E-05"},{"v":-6.2013878e-07,"d":"-6.20E-07"},0,0,0,0,5,0.03,0.21,0.5,0.73,0.87,0.935,0.971,0.987,0.994,0.995,0.997,0.998,0.999,0.999,0.999,0.999,0.999,0.999,0.999,0.999,0.999,0.999,0,0,0,0,0,0,0,0,0,0,0,0,0,0,0,0]
["BSC3","L",2.2184621,-0.010480003,0.00982110649999999,0.00023795415,{"v":-1.7796854E-5,"d":"-1.78E-05"},{"v":1.0475444E-6,"d":"1.05E-06"},0,0,0,0,5,0.03,0.25,0.52,0.73,0.85,0.92,0.95,0.972,0.982,0.987,0.988,0.99,0.993,0.994,0.996,0.997,0.998,0.999,0.999,0.999,0.999,0.999,0,0,0,0,0,0,0,0,0,0,0,0,0,0,0,0]
["BSC4","L",2.2254462,-0.010567407,0.0096559903,0.00022846812,{"v":-1.178192E-5,"d":"-1.18E-05"},{"v":5.9114377E-7,"d":"5.91E-07"},0,0,0,0,5,0.06,0.29,0.57,0.78,0.89,0.945,0.971,0.986,0.993,0.995,0.995,0.999,0.999,0.999,0.995,0.995,0.996,0.999,0.999,0.999,0.999,0.999,0,0,0,0,0,0,0,0,0,0,0,0,0,0,0,0]
["BSC6","L",2.3128326,-0.0093860423,0.011220011,0.00032906568,{"v":-2.5007986E-5,"d":"-2.50E-05"},{"v":1.5189462e-06,"d":"1.52E-06"},0,0,0,0,5,0.04,0.14,0.35,0.59,0.78,0.89,0.949,0.976,0.988,0.994,0.994,0.995,0.996,0.997,0.997,0.997,0.998,0.999,0.999,0.999,0.999,0.999,0,0,0,0,0,0,0,0,0,0,0,0,0,0,0,0]
["BSC7","L",2.2702566,-0.0091988101,0.011609706,{"v":-7.6123911e-05,"d":"-7.61E-05"},{"v":2.8558727e-05,"d":"2.86E-05"},{"v":-1.2566486e-06,"d":"-1.26E-06"},0,0,0,0,5,0.1649,0.3886,0.6294,0.8071,0.9045,0.952,0.9737,0.9849,0.9944,0.9958,0.9966,0.9986,0.999,0.999,0.9989,0.999,0.999,0.999,0.999,0.999,0.999,0.999,0.999,0.999,0.999,0.999,0.999,0.999,0.999,0.999,0.998,0.998,0.998,0.998,0.997,0.987,0.996,0.994,10,0.0272,0.151,0.3961,0.6515,0.8181,0.9064,0.9481,0.97,0.9888,0.9916,0.9932,0.9972,0.9983,0.999,0.9978,0.9987,0.9982,0.998,0.999,0.999,0.999,0.9988,0.999,0.999,0.999,0.999,0.998,0.998,0.997,0.997,0.996,0.996,0.995,0.995,0.994,0.974,0.993,0.989]
["C10","L",2.2249782,-0.010359114,0.0094260408,0.0008284716,{"v":-7.4517678e-05,"d":"-7.45E-05"},{"v":3.7903933E-6,"d":"3.79E-06"},0,0,0,0,5,0,0.1,0.5,0.82,0.927,0.969,0.99,0.993,0.994,0.995,0.995,0.996,0.997,0.997,0.998,0.999,0.999,0.999,0.999,0.999,0.999,0.999,0,0,0,0,0,0,0,0,0,0,0,0,0,0,0,0]
["C12","L",2.2877828,-0.0093148723,0.010986443,0.00048465203,{"v":-3.3944738e-05,"d":"-3.39E-05"},{"v":1.6958554e-06,"d":"1.70E-06"},0,0,0,0]
["C2","L",2.2651705,-0.008951295,0.011557056,0.00038238194,{"v":-2.2927434E-5,"d":"-2.29E-05"},{"v":1.5350398e-06,"d":"1.54E-06"},0,0,0,0,5,0,0,0,0.03,0.23,0.56,0.8,0.906,0.964,0.98,0.988,0.994,0.996,0.999,0.999,0.999,0.999,0.999,0.999,0.999,0.999,0.999,0,0,0,0,0,0,0,0,0,0,0,0,0,0,0,0]
["C3","L",2.2743172,-0.00956342829999999,0.010363483,0.00060351643,{"v":-5.1467827e-05,"d":"-5.15E-05"},{"v":2.6507158E-6,"d":"2.65E-06"},0,0,0,0,5,0,0,0.17,0.51,0.77,0.895,0.955,0.98,0.99,0.993,0.993,0.997,0.999,0.999,0.999,0.999,0.998,0.999,0.999,0.999,0.999,0.999,0,0,0,0,0,0,0,0,0,0,0,0,0,0,0,0]
["C40","L",2.2865211,-0.0086199857,0.012157863,{"v":4.0578491E-5,"d":"4.06E-05"},{"v":2.0475887e-05,"d":"2.05E-05"},{"v":-1.0004125E-6,"d":"-1.00E-06"},0,0,0,0,5,0,0.04,0.18,0.43,0.67,0.83,0.918,0.96,0.98,0.989,0.99,0.994,0.996,0.995,0.995,0.997,0.997,0.998,0.998,0.998,0.998,0.999,0,0,0,0,0,0,0,0,0,0,0,0,0,0,0,0]
["C5","L",2.2853061,-8.5848061E-3,0.011591291,{"v":0.00025101985,"d":"2.51E-04"},{"v":-2.0119933e-06,"d":"-2.01E-06"},{"v":-8.5092397e-08,"d":"-8.51E-08"},0,0,0,0,5,0,0,0.31,0.62,0.83,0.93,0.967,0.987,0.992,0.995,0.995,0.996,0.996,0.997,0.998,0.999,0.999,0.999,0.999,0.999,0.999,0.999,0,0,0,0,0,0,0,0,0,0,0,0,0,0,0,0]
["C7","L",2.251356,-0.0079494605,0.01161681,1.5150006E-4,{"v":-3.1524929E-6,"d":"-3.15E-06"},{"v":4.8412686e-07,"d":"4.84E-07"},0,0,0,0,5,0.03,0.2,0.47,0.71,0.85,0.92,0.956,0.973,0.981,0.983,0.984,0.989,0.99,0.99,0.993,0.995,0.997,0.999,0.999,0.999,0.999,0.999,0,0,0,0,0,0,0,0,0,0,0,0,0,0,0,0]
["CF1","L",2.3275281,-0.006167524,0.017259554,-0.00061036712,0.00012230475,{"v":-5.256151e-06,"d":"-5.26E-06"},0,0,0,0,5,0,0,0,0.37,0.64,0.83,0.92,0.969,0.988,0.992,0.993,0.997,0.998,0.999,0.999,0.999,0.999,0.999,0.999,0.999,0.999,0.999,0,0,0,0,0,0,0,0,0,0,0,0,0,0,0,0]
["CF2","L",2.2898003,-0.00787807039999999,{"v":0.013885626,"d":"1.39E-02"},{"v":0.0002773272,"d":"2.77E-04"},{"v":-5.309901E-6,"d":"-5.31E-06"},{"v":1.1417842e-06,"d":"1.14E-06"},0,0,0,0,5,0,0,0.11,0.5,0.8,0.918,0.964,0.98,0.99,0.995,0.996,0.998,0.999,0.997,0.995,0.997,0.998,0.999,0.999,0.998,0.997,0.999,0,0,0,0,0,0,0,0,0,0,0,0,0,0,0,0]
["CF3","L",2.2576017,-0.0079289575,0.013139831,{"v":3.4481283e-05,"d":"3.45E-05"},{"v":2.8044875e-05,"d":"2.80E-05"},{"v":-9.363404e-07,"d":"-9.36E-07"},0,0,0,0,5,0,0,0.21,0.64,0.86,0.948,0.984,0.994,0.996,0.997,0.997,0.998,0.998,0.999,0.999,0.999,0.999,0.999,0.999,0.999,0.999,0.999,0,0,0,0,0,0,0,0,0,0,0,0,0,0,0,0]
["CF4","L",2.3111315,-0.0078588945,0.014678293,{"v":-3.4176117e-06,"d":"-3.42E-06"},{"v":4.4390923e-05,"d":"4.44E-05"},{"v":-1.816904E-6,"d":"-1.82E-06"},0,0,0,0,5,0,0,0.07,0.49,0.77,0.9,0.96,0.986,0.991,0.995,0.996,0.998,0.999,0.999,0.999,0.999,0.999,0.999,0.999,0.999,0.999,0.999,0,0,0,0,0,0,0,0,0,0,0,0,0,0,0,0]
["CF5","L",2.2805282,-0.0082883965,0.013972658,0.00014315318,{"v":2.1493375e-05,"d":"2.15E-05"},{"v":-4.4079002e-07,"d":"-4.41E-07"},0,0,0,0,5,0,0,0,0.45,0.74,0.89,0.949,0.976,0.99,0.995,0.996,0.997,0.998,0.999,0.999,0.999,0.999,0.999,0.999,0.999,0.999,0.999,0,0,0,0,0,0,0,0,0,0,0,0,0,0,0,0]
["CF6","L",2.2646422,-0.0081514997,0.013549012,0.00012186588,{"v":2.0178523E-5,"d":"2.02E-05"},{"v":-3.8389694e-07,"d":"-3.84E-07"},0,0,0,0,5,0,0,0.11,0.59,0.87,0.957,0.985,0.994,0.999,0.999,0.999,0.999,0.999,0.999,0.999,0.999,0.999,0.999,0.999,0.999,0.999,0.999,0,0,0,0,0,0,0,0,0,0,0,0,0,0,0,0]
["EADF10","L",2.5528983,-0.015709364,0.015647688,1.4461641E-3,-0.00014458879,{"v":9.52757329999999e-06,"d":"9.53E-06"},0,0,0,0,5,0,0,0,0,0,0.06,0.31,0.61,0.82,0.9,0.945,0.966,0.977,0.987,0.992,0.995,0.996,0.997,0.998,0.998,0.998,0.998,0.999,0.999,0.998,0.998,0.999,0.998,0.998,0.997,0.998,0.998,0.998,0.997,0.996,0.962,0.977,0.981]
["EADF50","L",2.6680422,-0.013184258,{"v":0.023930479,"d":"2.39E-02"},{"v":0.00023928655,"d":"2.39E-04"},{"v":5.0697941E-5,"d":"5.07E-05"},{"v":9.12409579999999e-07,"d":"9.12E-07"},0,0,0,0,5,0,0,0,0,0,0,0.06,0.3,0.62,0.8,0.89,0.93,0.953,0.975,0.984,0.99,0.994,0.996,0.998,0.997,0.997,0.997,0.997,0.997,0.997,0.996,0.996,0.996,0.996,0.996,0.997,0.998,0.997,0.997,0.996,0.976,0.984,0.986,10,0,0,0,0,0,0,0,0.09,0.38,0.63,0.79,0.87,0.909,0.95,0.969,0.98,0.987,0.992,0.995,0.995,0.995,0.994,0.993,0.993,0.993,0.993,0.992,0.993,0.992,0.993,0.994,0.995,0.994,0.995,0.993,0.953,0.967,0.972]
["EBACD10","L",2.5906326,-0.010608994,0.014490916,0.00067542247,{"v":-5.5303116E-5,"d":"-5.53E-05"},{"v":3.0061364e-06,"d":"3.01E-06"},0,0,0,0,5,0.03,0.11,0.28,0.5,0.68,0.81,0.89,0.94,0.968,0.983,0.991,0.994,0.997,0.999,0.999,0.999,0.999,0.999,0.999,0.999,0.999,0.999,0.999,0.999,0.999,0.999,0.999,0.999,0.999,0.999,0.999,0.999,0.999,0.999,0.999,0.996,0.997,0.997]
["EBACED20","L",2.6667537,-0.0097319259,0.017436284,0.00047558015,{"v":-1.7144989e-05,"d":"-1.71E-05"},{"v":1.1049589E-6,"d":"1.10E-06"},0,0,0,0,5,0.02,0.07,0.19,0.38,0.57,0.73,0.84,0.91,0.95,0.972,0.983,0.989,0.992,0.995,0.996,0.997,0.998,0.998,0.999,0.999,0.999,0.999,0.999,0.999,0.999,0.999,0.999,0.999,0.999,0.999,0.999,0.999,0.999,0.999,0.999,0.997,0.998,0.998]
["EBAF8","L",2.5801121,-0.0079717945,0.019728054,0.00013876076,{"v":3.7632071e-05,"d":"3.76E-05"},{"v":-7.4634717e-07,"d":"-7.46E-07"},0,0,0,0,5,0,0,0,0,0,0.06,0.28,0.57,0.78,0.89,0.94,0.967,0.981,0.992,0.995,0.996,0.997,0.998,0.999,0.999,0.999,0.999,0.999,0.999,0.999,0.999,0.999,0.999,0.999,0.999,0.999,0.999,0.999,0.999,0.999,0.995,0.997,0.997]
["EC3","L",2.2725452,-0.008410491,0.011306843,0.00037782297,{"v":-2.6903423E-5,"d":"-2.69E-05"},{"v":1.5976489e-06,"d":"1.60E-06"},0,0,0,0,5,0.1385,0.3764,0.6497,0.8436,0.9334,0.9655,0.9846,0.9875,0.9952,0.992,0.994,0.9953,0.9944,0.9951,0.9966,0.9965,0.9961,0.9965,0.997,0.9979,0.9976,0.9986,0.999,0.999,0.999,0.999,0.999,0.999,0.999,0.999,0.999,0.999,0.998,0.998,0.998,0.998,0.996,0.995,10,0.0192,0.1416,0.4221,0.7116,0.8713,0.9321,0.9694,0.9751,0.9905,0.9841,0.988,0.9906,0.9889,0.9903,0.9932,0.9931,0.9923,0.993,0.9941,0.9958,0.9952,0.9971,0.999,0.999,0.999,0.999,0.999,0.998,0.998,0.998,0.998,0.998,0.997,0.997,0.996,0.996,0.991,0.991]
["ECF6","L",2.2668912,-0.0093866212,0.012174195,0.0005076903,{"v":-3.3573414e-05,"d":"-3.36E-05"},{"v":2.9059013e-06,"d":"2.91E-06"},0,0,0,0,5,0,0,0,0,0,0.063,0.387,0.748,0.92,0.969,0.983,0.989,0.991,0.993,0.993,0.993,0.995,0.995,0.998,0.998,0.997,0.998,0.999,0.999,0.999,0.999,0.999,0.999,0.999,0.999,0.999,0.999,0.999,0.999,0.998,0.997,0.997,0.996,10,0,0,0,0,0,0,0.15,0.559,0.847,0.939,0.967,0.978,0.982,0.985,0.986,0.986,0.989,0.99,0.996,0.996,0.994,0.996,0.998,0.998,0.998,0.998,0.998,0.998,0.998,0.998,0.998,0.998,0.998,0.998,0.996,0.995,0.995,0.993]
["EF1","L",2.5730565,-0.010203605,0.023095784,0.00087114252,{"v":-3.0730079e-05,"d":"-3.07E-05"},{"v":6.9457986e-06,"d":"6.95E-06"},0,0,0,0,5,0,0,0,0,0,0,0,0,0.3452,0.7036,0.8772,0.9465,0.9723,0.9878,0.9908,0.9932,0.9945,0.9964,0.9986,0.9984,0.9983,0.9984,0.998,0.998,0.999,0.999,0.999,0.999,0.999,0.999,0.999,0.999,0.999,0.999,0.999,0.996,0.996,0.996,10,0,0,0,0,0,0,0,0,0.1192,0.4951,0.7694,0.8958,0.9455,0.9757,0.9818,0.9864,0.9891,0.9929,0.9972,0.9968,0.9967,0.9968,0.996,0.997,0.997,0.998,0.998,0.997,0.997,0.997,0.997,0.997,0.997,0.997,0.997,0.992,0.993,0.992]
["EF2","L",2.5561822,-0.010237038,0.022470348,0.00084580679,{"v":-3.3087089E-5,"d":"-3.31E-05"},{"v":7.10549189999999e-06,"d":"7.11E-06"},0,0,0,0,5,0,0,0,0,0,0,0,0.054,0.384,0.736,0.895,0.954,0.976,0.987,0.99,0.991,0.992,0.995,0.998,0.997,0.996,0.997,0.999,0.999,0.999,0.999,0.999,0.999,0.999,0.999,0.999,0.999,0.999,0.999,0.999,0.996,0.998,0.998,10,0,0,0,0,0,0,0,0,0.147,0.542,0.802,0.91,0.952,0.974,0.981,0.982,0.985,0.989,0.995,0.995,0.993,0.994,0.998,0.998,0.998,0.998,0.998,0.998,0.998,0.998,0.998,0.998,0.999,0.999,0.999,0.993,0.995,0.995]
["EF3","L",2.5362697,-0.010610424,0.021233821,0.00099012105,{"v":-5.9984348e-05,"d":"-6.00E-05"},{"v":8.23543659999999e-06,"d":"8.24E-06"},0,0,0,0,5,0,0,0,0,0,0,0,0.1165,0.4101,0.7096,0.8804,0.9489,0.9743,0.9884,0.9915,0.993,0.9947,0.9963,0.999,0.9989,0.9983,0.999,0.999,0.999,0.999,0.999,0.999,0.999,0.999,0.999,0.999,0.999,0.999,0.999,0.999,0.995,0.998,0.997,10,0,0,0,0,0,0,0,0.0136,0.1682,0.5036,0.7751,0.9005,0.9493,0.9768,0.9831,0.9861,0.9895,0.9926,0.9979,0.9978,0.9966,0.9982,0.998,0.998,0.999,0.999,0.999,0.999,0.999,0.998,0.998,0.998,0.999,0.999,0.999,0.99,0.995,0.995]
["EF5","L",2.5095673,-0.010862661,0.019894774,{"v":1.0137134E-3,"d":"1.01E-03"},{"v":-6.2697117e-05,"d":"-6.27E-05"},{"v":7.5080045e-06,"d":"7.51E-06"},0,0,0,0,5,0,0,0,0,0,0,0,0.095,0.435,0.758,0.906,0.957,0.978,0.989,0.992,0.993,0.994,0.996,0.998,0.998,0.997,0.998,0.999,0.999,0.999,0.999,0.999,0.999,0.999,0.999,0.999,0.999,0.999,0.999,0.999,0.995,0.997,0.997,10,0,0,0,0,0,0,0,0,0.19,0.574,0.82,0.916,0.957,0.978,0.984,0.985,0.988,0.991,0.996,0.997,0.994,0.996,0.999,0.999,0.999,0.999,0.999,0.999,0.998,0.998,0.998,0.998,0.998,0.998,0.998,0.99,0.994,0.994]
["EF8","L",2.4866561,-0.010188484,0.019287417,0.00088553737,{"v":-5.0937106E-5,"d":"-5.09E-05"},{"v":6.42569559999999e-06,"d":"6.43E-06"},0,0,0,0,5,0,0,0,0,0,0,0,0.1226,0.5063,0.8003,0.9223,0.9662,0.9821,0.9921,0.9939,0.9953,0.9961,0.9971,0.9989,0.9988,0.9982,0.999,0.999,0.999,0.999,0.999,0.999,0.999,0.999,0.999,0.999,0.999,0.999,0.999,0.999,0.997,0.999,0.999,10,0,0,0,0,0,0,0,0.015,0.2564,0.6405,0.8506,0.9336,0.9646,0.9843,0.9878,0.9906,0.9922,0.9942,0.9978,0.9976,0.9964,0.999,0.999,0.999,0.999,0.999,0.999,0.999,0.999,0.999,0.999,0.999,0.999,0.999,0.999,0.995,0.997,0.997]
["EFD1","L",2.8508499,-0.01323461,0.029415325,0.0025542666,-2.1232133E-4,{"v":2.2261936E-5,"d":"2.23E-05"},0,0,0,0,5,0,0,0,0,0,0,0,0,0.141,0.53,0.793,0.899,0.944,0.976,0.985,0.99,0.993,0.994,0.996,0.997,0.998,0.998,0.998,0.998,0.998,0.999,0.999,0.999,0.999,0.999,0.999,0.999,0.999,0.999,0.999,0.996,0.996,0.996,10,0,0,0,0,0,0,0,0,0.02,0.281,0.629,0.809,0.892,0.953,0.971,0.981,0.986,0.989,0.993,0.994,0.996,0.996,0.997,0.997,0.997,0.998,0.998,0.998,0.998,0.998,0.998,0.998,0.998,0.998,0.998,0.992,0.992,0.991]
["EFD10","L",2.881518,-0.013228312,0.03145559,0.0026851666,-2.2577544E-4,{"v":2.4693268e-05,"d":"2.47E-05"},0,0,0,0,5,0,0,0,0,0,0,0,0,0.099,0.409,0.705,0.856,0.923,0.968,0.982,0.986,0.99,0.993,0.997,0.998,0.997,0.997,0.999,0.999,0.999,0.999,0.999,0.999,0.999,0.999,0.999,0.999,0.999,0.999,0.999,0.997,0.998,0.998,10,0,0,0,0,0,0,0,0,0,0.168,0.497,0.733,0.853,0.937,0.964,0.973,0.98,0.985,0.994,0.996,0.994,0.995,0.998,0.998,0.998,0.998,0.999,0.999,0.999,0.999,0.999,0.999,0.999,0.999,0.999,0.994,0.995,0.995]
["EFD10L","L",2.8819845,{"v":-0.013360032,"d":"-1.34E-02"},{"v":0.031090844,"d":"3.11E-02"},{"v":0.0028218544,"d":"2.82E-03"},{"v":-2.545828E-4,"d":"-2.55E-04"},{"v":2.7374245e-05,"d":"2.74E-05"},0,0,0,0,5,0,0,0,0,0,0,0,0,0,0.398,0.705,0.862,0.929,0.975,0.988,0.992,0.994,0.996,0.998,0.998,0.998,0.998,0.999,0.999,0.999,0.999,0.999,0.999,0.999,0.999,0.999,0.999,0.999,0.999,0.999,0.996,0.996,0.996,10,0,0,0,0,0,0,0,0,0,0.158,0.497,0.743,0.864,0.951,0.975,0.985,0.989,0.992,0.996,0.997,0.997,0.997,0.998,0.998,0.998,0.999,0.999,0.998,0.998,0.998,0.998,0.998,0.998,0.998,0.998,0.993,0.992,0.992]
["EFD13","L",2.9205906,-0.013681618,0.03256776,{"v":2.8725519E-3,"d":"2.87E-03"},{"v":-0.00024277107,"d":"-2.43E-04"},{"v":2.6614514e-05,"d":"2.66E-05"},0,0,0,0,5,0,0,0,0,0,0,0,0,0.099,0.409,0.698,0.849,0.919,0.967,0.98,0.986,0.99,0.993,0.997,0.998,0.995,0.997,0.998,0.999,0.999,0.999,0.999,0.999,0.999,0.999,0.999,0.999,0.999,0.999,0.999,0.999,0.999,0.999,10,0,0,0,0,0,0,0,0,0,0.167,0.487,0.722,0.845,0.936,0.961,0.973,0.979,0.985,0.995,0.995,0.991,0.995,0.996,0.998,0.998,0.999,0.999,0.999,0.999,0.999,0.999,0.999,0.999,0.999,0.999,0.998,0.997,0.997]
["EFD15","L",2.7919943,-0.012311206,0.028802741,{"v":0.0021430059,"d":"2.14E-03"},{"v":-1.6932119E-4,"d":"-1.69E-04"},{"v":1.9741766e-05,"d":"1.97E-05"},0,0,0,0,5,0,0,0,0,0,0,0,0.016,0.187,0.481,0.736,0.875,0.935,0.974,0.983,0.987,0.99,0.993,0.998,0.998,0.996,0.998,0.998,0.999,0.999,0.999,0.999,0.999,0.999,0.999,0.999,0.999,0.999,0.999,0.999,0.998,0.997,0.997,10,0,0,0,0,0,0,0,0,0.035,0.231,0.542,0.765,0.874,0.948,0.966,0.973,0.98,0.986,0.996,0.996,0.992,0.995,0.997,0.998,0.998,0.998,0.998,0.998,0.998,0.998,0.998,0.998,0.999,0.999,0.998,0.996,0.996,0.997]
["EFD15L","L",2.7924658,{"v":-0.012540598,"d":"-1.25E-02"},{"v":0.028359569,"d":"2.84E-02"},{"v":0.0023368977,"d":"2.34E-03"},{"v":-2.0763765E-4,"d":"-2.08E-04"},{"v":2.2481601e-05,"d":"2.25E-05"},0,0,0,0,5,0,0,0,0,0,0,0,0,0.061,0.435,0.747,0.887,0.943,0.98,0.99,0.993,0.995,0.996,0.999,0.999,0.999,0.999,0.999,0.999,0.999,0.999,0.999,0.999,0.999,0.999,0.999,0.999,0.999,0.999,0.999,0.997,0.997,0.997,10,0,0,0,0,0,0,0,0,0,0.19,0.558,0.787,0.89,0.96,0.98,0.987,0.99,0.992,0.997,0.998,0.998,0.999,0.998,0.999,0.999,0.999,0.998,0.999,0.998,0.998,0.998,0.998,0.999,0.999,0.998,0.994,0.993,0.993]
["EFD1L","L",2.8496451,{"v":-0.012662471,"d":"-1.27E-02"},{"v":0.030196873,"d":"3.02E-02"},{"v":0.0023492982,"d":"2.35E-03"},{"v":-0.00019216545,"d":"-1.92E-04"},{"v":2.1946899e-05,"d":"2.19E-05"},0,0,0,0,5,0,0,0,0,0,0,0,0,0.057,0.453,0.736,0.875,0.936,0.976,0.987,0.991,0.993,0.994,0.996,0.997,0.997,0.997,0.997,0.997,0.997,0.999,0.998,0.998,0.998,0.997,0.997,0.997,0.997,0.997,0.997,0.994,0.994,0.994,10,0,0,0,0,0,0,0,0,0,0.205,0.542,0.766,0.876,0.953,0.975,0.983,0.986,0.989,0.993,0.994,0.994,0.994,0.995,0.995,0.994,0.998,0.997,0.997,0.996,0.995,0.995,0.995,0.995,0.995,0.994,0.989,0.989,0.989]
["EFD2","L",2.6399644,-0.011645718,0.023061733,1.7348219E-3,-0.00013986059,{"v":1.391667E-5,"d":"1.39E-05"},0,0,0,0,5,0,0,0,0,0,0,0,0.051,0.352,0.704,0.877,0.944,0.972,0.987,0.991,0.993,0.995,0.997,0.998,0.999,0.998,0.998,0.999,0.999,0.999,0.999,0.999,0.999,0.999,0.999,0.999,0.999,0.999,0.999,0.999,0.998,0.998,0.998,10,0,0,0,0,0,0,0,0,0.124,0.496,0.769,0.891,0.945,0.975,0.983,0.986,0.991,0.994,0.996,0.997,0.996,0.996,0.998,0.998,0.998,0.998,0.998,0.998,0.998,0.999,0.999,0.999,0.999,0.999,0.999,0.996,0.996,0.995]
["EFD4","L",2.9673173,-0.013989565,0.03345668,0.0030717804,-0.00026682435,{"v":2.8950241e-05,"d":"2.90E-05"},0,0,0,0,5,0,0,0,0,0,0,0,0,0.097,0.437,0.742,0.882,0.936,0.972,0.983,0.987,0.991,0.994,0.998,0.998,0.998,0.997,0.998,0.999,0.999,0.999,0.999,0.999,0.999,0.999,0.999,0.999,0.999,0.999,0.999,0.998,0.998,0.998,10,0,0,0,0,0,0,0,0,0,0.191,0.551,0.778,0.876,0.944,0.966,0.974,0.982,0.987,0.996,0.995,0.996,0.993,0.997,0.998,0.998,0.998,0.998,0.998,0.998,0.998,0.998,0.998,0.999,0.999,0.999,0.996,0.996,0.996]
["EFD4L","L",2.9677007,{"v":-0.014006378,"d":"-1.40E-02"},{"v":0.033049583,"d":"3.30E-02"},{"v":0.0032455044,"d":"3.25E-03"},{"v":-0.0003015648,"d":"-3.02E-04"},{"v":3.1689142e-05,"d":"3.17E-05"},0,0,0,0,5,0,0,0,0,0,0,0,0,0,0.326,0.636,0.815,0.899,0.962,0.98,0.988,0.991,0.994,0.997,0.997,0.997,0.998,0.998,0.998,0.999,0.999,0.999,0.999,0.999,0.999,0.999,0.999,0.999,0.999,0.999,0.998,0.997,0.997,10,0,0,0,0,0,0,0,0,0,0.106,0.404,0.664,0.808,0.925,0.961,0.975,0.982,0.987,0.993,0.995,0.995,0.996,0.997,0.997,0.997,0.999,0.999,0.999,0.999,0.999,0.999,0.999,0.999,0.999,0.999,0.996,0.994,0.994]
["EFD5","L",2.7135839,-0.011419719,0.026133708,{"v":0.0017576479,"d":"1.76E-03"},{"v":-0.00013307737,"d":"-1.33E-04"},{"v":1.5203351E-5,"d":"1.52E-05"},0,0,0,0,5,0,0,0,0,0,0,0,0,0.2198,0.6002,0.8316,0.9257,0.9601,0.9809,0.9875,0.9896,0.9925,0.9938,0.997,0.9977,0.997,0.9972,0.999,0.999,0.998,0.998,0.997,0.997,0.998,0.998,0.998,0.998,0.998,0.999,0.999,0.997,0.997,0.997,10,0,0,0,0,0,0,0,0,0.0483,0.3602,0.6916,0.857,0.9218,0.9622,0.9751,0.9794,0.985,0.9876,0.994,0.9954,0.9941,0.9944,0.997,0.997,0.997,0.996,0.994,0.995,0.996,0.996,0.996,0.996,0.996,0.997,0.998,0.995,0.993,0.994]
["EFD7","L",2.6165865,-0.011427854,0.022534361,{"v":1.551289E-3,"d":"1.55E-03"},{"v":-0.00011769852,"d":"-1.18E-04"},{"v":1.2401891e-05,"d":"1.24E-05"},0,0,0,0,5,0,0,0,0,0,0,0,0,0.2861,0.6504,0.852,0.9336,0.9659,0.9863,0.9908,0.9933,0.9948,0.9958,0.9988,0.9984,0.9972,0.9986,0.999,0.999,0.999,0.999,0.999,0.999,0.999,0.999,0.999,0.999,0.999,0.999,0.999,0.997,0.998,0.997,10,0,0,0,0,0,0,0,0,0.0819,0.423,0.7258,0.8716,0.933,0.9728,0.9816,0.9867,0.9897,0.9917,0.9976,0.9969,0.9944,0.9972,0.998,0.998,0.998,0.998,0.998,0.998,0.998,0.998,0.998,0.998,0.999,0.999,0.999,0.995,0.995,0.994]
["EFD8","L",2.7617586,-0.011254039,0.028221737,{"v":1.7540315E-3,"d":"1.75E-03"},{"v":-0.00012127053,"d":"-1.21E-04"},{"v":1.5522384e-05,"d":"1.55E-05"},0,0,0,0,5,0,0,0,0,0,0,0,0.01,0.192,0.555,0.8,0.907,0.951,0.98,0.988,0.991,0.994,0.994,0.999,0.998,0.997,0.998,0.998,0.998,0.998,0.998,0.998,0.998,0.998,0.998,0.998,0.998,0.998,0.998,0.998,0.998,0.998,0.998,10,0,0,0,0,0,0,0,0,0.037,0.308,0.64,0.822,0.904,0.96,0.977,0.981,0.988,0.987,0.997,0.996,0.994,0.996,0.997,0.997,0.997,0.997,0.997,0.998,0.999,0.998,0.999,0.998,0.998,0.999,0.998,0.996,0.996,0.995]
["EFD80","L",2.7659751,{"v":-0.01262138,"d":"-1.26E-02"},{"v":0.02715647,"d":"2.72E-02"},{"v":0.0020389447,"d":"2.04E-03"},{"v":-0.00016485416,"d":"-1.65E-04"},{"v":1.9350106e-05,"d":"1.94E-05"},0,0,0,0,5,0.512,0.813,0.928,0.965,0.985,0.99,0.993,0.995,0.996,0.998,0.999,0.999,0.999,0.999,0.999,0.999,0.998,0.998,0.999,0.999,0.999,0.999,0.999,0.999,0.999,0.999,0.997,0.995,0.995,10,0.263,0.661,0.861,0.931,0.97,0.981,0.986,0.989,0.993,0.997,0.997,0.997,0.998,0.998,0.999,0.999,0.997,0.997,0.997,0.997,0.997,0.997,0.998,0.998,0.998,0.997,0.993,0.989,0.989]
["EFDS1","L",3.5044639,-0.020333833,0.0538027,0.0062874192,-0.00056922176,{"v":7.3559387e-05,"d":"7.36E-05"},0,0,0,0,5,0,0,0,0,0,0,0,0,0,0,0.085,0.35,0.613,0.859,0.932,0.959,0.972,0.98,0.992,0.996,0.997,0.997,0.996,0.997,0.997,0.997,0.997,0.997,0.997,0.997,0.997,0.998,0.998,0.998,0.998,0.997,0.995,0.995,10,0,0,0,0,0,0,0,0,0,0,0,0.122,0.376,0.737,0.868,0.919,0.944,0.96,0.983,0.993,0.996,0.997,0.997,0.997,0.996,0.997,0.996,0.996,0.996,0.996,0.997,0.999,0.997,0.998,0.998,0.995,0.992,0.993]
["EFDS1W","L",3.5044639,-0.020333833,0.0538027,0.0062874192,-0.00056922176,{"v":7.3559387e-05,"d":"7.36E-05"},0,0,0,0,5,0,0,0,0,0,0,0,0,0,0,0.1961,0.5945,0.8424,0.9622,0.9814,0.9878,0.9916,0.9942,0.9981,0.9989,0.9989,0.999,0.999,0.999,0.999,0.999,0.9988,0.9989,0.999,0.9989,0.999,0.999,0.999,0.999,0.9987,0.995,0.9914,0.9925,10,0,0,0,0,0,0,0,0,0,0,0.0385,0.3534,0.7096,0.9259,0.9632,0.9758,0.9832,0.9885,0.9962,0.9978,0.9978,0.9979,0.999,0.999,0.999,0.9979,0.9977,0.9978,0.9981,0.9978,0.9985,0.9984,0.9985,0.9983,0.9974,0.9901,0.9828,0.9851]
["EFDS2","L",3.7672603,-0.017001227,0.0698496339999999,0.0063862892,-0.00050812539,{"v":8.4455529e-05,"d":"8.45E-05"},0,0,0,0,5,0,0,0,0,0,0,0,0,0,0,0,0,0.179,0.676,0.88,0.94,0.964,0.977,0.992,0.996,0.996,0.998,0.999,0.998,0.999,0.998,0.999,0.999,0.999,0.999,0.999,0.998,0.999,0.999,0.999,0.999,0.997,0.998,10,0,0,0,0,0,0,0,0,0,0,0,0,0.032,0.457,0.774,0.884,0.928,0.954,0.984,0.993,0.992,0.995,0.998,0.996,0.998,0.996,0.998,0.998,0.998,0.998,0.998,0.996,0.998,0.999,0.998,0.997,0.994,0.995]
["EFDS3","L",4.1120387,-0.01822767,0.089852105,0.00787144,-0.00052228008,1.1773061E-4,0,0,0,0,5,0,0,0,0,0,0,0,0,0,0,0,0,0,0.2851,0.7552,0.9024,0.944,0.9619,0.9821,0.991,0.9942,0.9958,0.9967,0.9969,0.9971,0.99745,0.9976,0.9979,0.9982,0.9982,0.9985,0.9986,0.9988,0.999,0.999,0.999,0.9974,0.9981,10,0,0,0,0,0,0,0,0,0,0,0,0,0,0.0813,0.5703,0.8142,0.8912,0.9253,0.9646,0.982,0.9884,0.9915,0.9934,0.9939,0.9941,0.995,0.9952,0.9958,0.9964,0.99645,0.9971,0.9971,0.9975,0.9984,0.9988,0.9986,0.9947,0.9962]
["EFEL1","L",2.3534484,-0.010330438,0.014097325,{"v":0.00087167875,"d":"8.72E-04"},{"v":-6.998197e-05,"d":"-7.00E-05"},{"v":5.78673589999999e-06,"d":"5.79E-06"},0,0,0,0,5,0,0,0,0,0,0,0.082,0.438,0.794,0.93,0.972,0.983,0.99,0.993,0.992,0.993,0.995,0.996,0.998,0.998,0.997,0.999,0.999,0.999,0.999,0.999,0.999,0.999,0.999,0.999,0.999,0.999,0.999,0.999,0.999,0.999,0.999,0.998,10,0,0,0,0,0,0,0,0.192,0.63,0.864,0.944,0.967,0.98,0.985,0.985,0.987,0.99,0.992,0.996,0.996,0.994,0.998,0.999,0.999,0.999,0.999,0.999,0.999,0.999,0.999,0.999,0.999,0.999,0.999,0.999,0.998,0.998,0.996]
["EFEL2","L",2.3317983,-0.0097042192,0.014032761,6.4822896E-4,{"v":-4.0813761e-05,"d":"-4.08E-05"},{"v":3.9064873e-06,"d":"3.91E-06"},0,0,0,0,5,0,0,0,0,0,0.034,0.163,0.558,0.853,0.953,0.98,0.99,0.995,0.996,0.996,0.996,0.997,0.998,0.999,0.999,0.999,0.999,0.999,0.999,0.999,0.999,0.999,0.999,0.999,0.999,0.999,0.999,0.999,0.999,0.999,0.997,0.998,0.996,10,0,0,0,0,0,0,0.027,0.312,0.728,0.908,0.96,0.979,0.989,0.992,0.991,0.992,0.995,0.996,0.999,0.998,0.998,0.999,0.999,0.999,0.999,0.998,0.998,0.998,0.998,0.997,0.997,0.997,0.998,0.998,0.998,0.995,0.996,0.993]
["EFEL6","L",2.3068946,-0.0096888755,0.01309702,{"v":6.5013927E-4,"d":"6.50E-04"},{"v":-4.2328222e-05,"d":"-4.23E-05"},{"v":3.5888777e-06,"d":"3.59E-06"},0,0,0,0,5,0,0,0,0,0,0,0.2779,0.6695,0.8936,0.9637,0.9822,0.991,0.9943,0.9957,0.9956,0.9955,0.9957,0.9966,0.9982,0.9982,0.9979,0.9983,0.999,0.999,0.999,0.999,0.999,0.999,0.999,0.999,0.999,0.999,0.999,0.999,0.999,0.998,0.997,0.996,10,0,0,0,0,0,0,0.0772,0.4483,0.7986,0.9287,0.9648,0.982,0.9886,0.9913,0.9913,0.991,0.9915,0.9933,0.9965,0.9965,0.9959,0.9966,0.999,0.999,0.999,0.998,0.999,0.998,0.999,0.998,0.998,0.998,0.999,0.998,0.998,0.995,0.995,0.993]
["EFL5","L",2.4465754,-0.010107041,0.017759132,0.00087970259,{"v":-5.7014929e-05,"d":"-5.70E-05"},{"v":6.0924663e-06,"d":"6.09E-06"},0,0,0,0,5,0,0,0,0,0,0,0.042,0.179,0.57,0.832,0.934,0.97,0.984,0.994,0.994,0.996,0.997,0.998,0.999,0.999,0.999,0.999,0.999,0.999,0.999,0.999,0.999,0.999,0.999,0.999,0.999,0.999,0.999,0.999,0.999,0.996,0.997,0.997,10,0,0,0,0,0,0,0,0.032,0.325,0.692,0.873,0.941,0.967,0.987,0.989,0.993,0.994,0.996,0.999,0.999,0.998,0.999,0.998,0.998,0.998,0.998,0.998,0.998,0.998,0.999,0.998,0.998,0.998,0.999,0.999,0.993,0.994,0.993]
["EFL6","L",2.4079653,-0.011135638,0.015704715,{"v":0.000991865069999999,"d":"9.92E-04"},{"v":-7.9934653e-05,"d":"-7.99E-05"},{"v":7.0985473e-06,"d":"7.10E-06"},0,0,0,0,5,0,0,0,0,0,0,0,0.1377,0.5039,0.7868,0.912799999999999,0.9594,0.9799,0.9915,0.9942,0.9951,0.9966,0.9977,0.999,0.9989,0.9982,0.9986,0.999,0.999,0.999,0.999,0.999,0.999,0.999,0.999,0.999,0.999,0.999,0.999,0.999,0.989,0.996,0.996,10,0,0,0,0,0,0,0,0.019,0.2539,0.619,0.8332,0.9205,0.9603,0.9831,0.9885,0.9901,0.9933,0.9955,0.9988,0.9977,0.9964,0.9971,0.998,0.999,0.999,0.999,0.999,0.999,0.998,0.998,0.998,0.998,0.998,0.998,0.997,0.979,0.991,0.992]
["ELAF7","L",2.9704178,-0.013290679,0.028359006,1.7661786E-3,-0.00012453482,{"v":1.3951937e-05,"d":"1.40E-05"},0,0,0,0,5,0,0,0,0,0,0,0,0,0.1791,0.4852,0.7164,0.8455,0.9118,0.9667,0.9808,0.9876,0.991,0.9921,0.9968,0.9967,0.997,0.9972,0.999,0.999,0.999,0.999,0.999,0.999,0.999,0.999,0.999,0.999,0.999,0.999,0.999,0.998,0.998,0.998,10,0,0,0,0,0,0,0,0,0.0321,0.2354,0.5132,0.7149,0.8313,0.9344,0.962,0.975299999999999,0.9821,0.9843,0.9936,0.9933,0.994,0.9945,0.998,0.999,0.999,0.999,0.999,0.999,0.999,0.999,0.999,0.999,0.999,0.999,0.999,0.996,0.996,0.996]
["F1","L",2.5746633,-0.010015589,0.021258201,0.00155198,-1.2565788E-4,{"v":1.0455552e-05,"d":"1.05E-05"},0,0,0,0,5,0,0,0,0,0.07,0.4,0.77,0.91,0.964,0.981,0.988,0.992,0.996,0.996,0.997,0.997,0.997,0.999,0.999,0.999,0.999,0.999,0,0,0,0,0,0,0,0,0,0,0,0,0,0,0,0]
["F11","L",2.5603849,-0.011362408,0.021410304,{"v":0.001249157,"d":"1.25E-03"},{"v":-9.0225552e-05,"d":"-9.02E-05"},{"v":1.0651188e-05,"d":"1.07E-05"},0,0,0,0,5,0,0,0,0,0,0,0,0.06,0.21,0.55,0.79,0.9,0.95,0.982,0.989,0.991,0.994,0.996,0.999,0.999,0.999,0.999,0,0,0,0,0,0,0,0,0,0,0,0,0,0,0,0]
["F15","L",2.5118393,-0.0077804578,0.022422427,3.7461868E-4,{"v":3.1822466e-05,"d":"3.18E-05"},{"v":1.3410962e-06,"d":"1.34E-06"},0,0,0,0,5,0,0,0,0,0.13,0.52,0.8,0.9,0.946,0.97,0.981,0.989,0.994,0.995,0.997,0.999,0.999,0.999,0.999,0.999,0.999,0.999,0,0,0,0,0,0,0,0,0,0,0,0,0,0,0,0]
["F2","L",2.5528303,-0.0075325484,0.024129973,0.00039503274,{"v":4.124491e-05,"d":"4.12E-05"},{"v":1.2463873e-06,"d":"1.25E-06"},0,0,0,0,5,0,0,0,0,0.11,0.52,0.83,0.93,0.971,0.986,0.991,0.997,0.997,0.997,0.998,0.999,0.999,0.999,0.999,0.999,0.999,0.999,0,0,0,0,0,0,0,0,0,0,0,0,0,0,0,0]
["F3","L",2.5328468,-0.007969944,0.023043405,0.00047050956,{"v":2.5000479e-05,"d":"2.50E-05"},{"v":1.9898842e-06,"d":"1.99E-06"},0,0,0,0,5,0,0,0,0.06,0.18,0.63,0.87,0.95,0.978,0.989,0.993,0.996,0.997,0.999,0.999,0.999,0.999,0.999,0.999,0.999,0.999,0.999,0,0,0,0,0,0,0,0,0,0,0,0,0,0,0,0]
["F4","L",2.5449193,-0.0086447716,0.022415946,{"v":0.00077643458,"d":"7.76E-04"},{"v":-1.195405e-05,"d":"-1.20E-05"},{"v":3.8257209e-06,"d":"3.83E-06"},0,0,0,0,5,0,0,0,0,0.14,0.51,0.75,0.87,0.93,0.964,0.974,0.989,0.994,0.996,0.997,0.998,0.998,0.999,0.999,0.999,0.999,0.999,0,0,0,0,0,0,0,0,0,0,0,0,0,0,0,0]
["F5","L",2.5059651,-0.00786861189999999,0.021574214,0.00059867966,{"v":-9.5194606e-07,"d":"-9.52E-07"},{"v":2.9024858e-06,"d":"2.90E-06"},0,0,0,0,5,0,0,0,0,0.23,0.64,0.87,0.949,0.979,0.989,0.992,0.995,0.998,0.998,0.999,0.999,0.999,0.999,0.999,0.999,0.999,0.999,0,0,0,0,0,0,0,0,0,0,0,0,0,0,0,0]
["F6","L",2.6059282,-0.0097349171,0.022251891,{"v":0.0015083264,"d":"1.51E-03"},{"v":-1.1128436E-4,"d":"-1.11E-04"},{"v":9.7494743e-06,"d":"9.75E-06"},0,0,0,0,5,0,0,0,0,0.05,0.21,0.57,0.78,0.88,0.93,0.956,0.975,0.984,0.993,0.996,0.999,0.999,0.999,0.999,0.999,0.999,0.999,0,0,0,0,0,0,0,0,0,0,0,0,0,0,0,0]
["F7","L",2.5727732,-0.0097636803,0.021370727,0.0014740962,-1.0290162E-4,{"v":8.9565708e-06,"d":"8.96E-06"},0,0,0,0,5,0,0,0,0,0.06,0.41,0.75,0.89,0.946,0.972,0.981,0.99,0.994,0.997,0.998,0.999,0.999,0.999,0.999,0.999,0.999,0.999,0,0,0,0,0,0,0,0,0,0,0,0,0,0,0,0]
["F8","L",2.4825094,-0.007509508,0.021737167,{"v":1.770888E-4,"d":"1.77E-04"},{"v":5.3890265e-05,"d":"5.39E-05"},{"v":-1.6980467E-7,"d":"-1.70E-07"},0,0,0,0,5,0,0,0,0,0.26,0.68,0.89,0.957,0.984,0.989,0.994,0.996,0.998,0.998,0.998,0.999,0.999,0.999,0.999,0.999,0.999,0.999,0,0,0,0,0,0,0,0,0,0,0,0,0,0,0,0]
["F9","L",2.5593399,-0.009366785,0.022253491,0.00058783629,{"v":5.7602503e-06,"d":"5.76E-06"},{"v":2.9583845E-6,"d":"2.96E-06"},0,0,0,0,5,0,0,0,0,0,0.17,0.55,0.79,0.9,0.943,0.964,0.977,0.986,0.991,0.994,0.994,0.994,0.997,0.999,0.999,0.999,0.999,0,0,0,0,0,0,0,0,0,0,0,0,0,0,0,0]
["FC1","L",2.1381034,-0.00854759249999999,0.0094396034,{"v":1.5115662e-05,"d":"1.51E-05"},{"v":1.4384294e-05,"d":"1.44E-05"},{"v":-6.7909318e-07,"d":"-6.79E-07"},0,0,0,0]
["FC3","L",2.1275277,-0.012433999,0.0044860639,0.001429459,-0.00016434517,{"v":7.64486529999999e-06,"d":"7.64E-06"},0,0,0,0]
["FC5","L",2.1894054,-0.0099044908,0.008640337,{"v":0.00022263067,"d":"2.23E-04"},{"v":-1.2291942E-5,"d":"-1.23E-05"},{"v":5.9386349e-07,"d":"5.94E-07"},0,0,0,0,5,0.35,0.66,0.84,0.932,0.968,0.985,0.992,0.996,0.997,0.998,0.997,0.999,0.999,0.999,0.999,0.999,0.999,0.999,0.999,0.999,0.999,0.999,0.999,0.999,0.999,0.999,0.999,0.999,0.999,0.999,0.999,0.999,0.999,0.999,0.999,0.986,0.995,0.996]
["FCD1","L",2.2181132,-0.00579942699999999,0.0083470679,{"v":6.5046523e-05,"d":"6.50E-05"},{"v":8.51421859999999e-06,"d":"8.51E-06"},{"v":-5.8852269E-7,"d":"-5.89E-07"},0,0,0,0,5,0.164,0.277,0.436,0.613,0.765,0.872,0.937,0.969,0.986,0.995,0.997,0.998,0.997,0.999,0.998,0.999,0.999,0.999,0.999,0.999,0.999,0.999,0.999,0.999,0.999,0.999,0.999,0.999,0.999,0.999,0.999,0.999,0.999,0.999,0.999,0.999,0.999,0.999,10,0.027,0.077,0.19,0.376,0.586,0.761,0.878,0.939,0.972,0.99,0.995,0.996,0.995,0.997,0.997,0.997,0.999,0.999,0.999,0.999,0.998,0.999,0.999,0.999,0.999,0.999,0.999,0.999,0.999,0.999,0.999,0.999,0.999,0.999,0.999,0.999,0.999,0.999]
["FCD10","L",2.103249,-0.0050247988,6.5323077E-3,0.00013078405,{"v":-6.3652072e-06,"d":"-6.37E-06"},{"v":1.9254745E-7,"d":"1.93E-07"},0,0,0,0,5,0.17,0.32,0.51,0.68,0.82,0.905,0.956,0.98,0.991,0.996,0.998,0.999,0.999,0.998,0.998,0.998,0.999,0.999,0.999,0.999,0.999,0.999,0.999,0.999,0.999,0.999,0.999,0.998,0.998,0.998,0.998,0.998,0.999,0.999,0.999,0.999,0.999,0.999]
["FCD100","L",2.0482157,-0.0043211222,0.0061826755,{"v":3.141148e-05,"d":"3.14E-05"},{"v":3.5370793e-06,"d":"3.54E-06"},{"v":-1.6694497e-07,"d":"-1.67E-07"},0,0,0,0,5,0.121,0.2389,0.4097,0.5986,0.7606,0.8725,0.937999999999999,0.9717,0.9879,0.9946,0.9975,0.9988,0.9987,0.9986,0.9989,0.999,0.999,0.999,0.999,0.999,0.999,0.999,0.999,0.999,0.999,0.998,0.998,0.998,0.998,0.997,0.997,0.997,0.997,0.998,0.999,0.999,0.999,0.999,10,0.015,0.057,0.168,0.358,0.579,0.761,0.88,0.944,0.976,0.989,0.995,0.998,0.997,0.997,0.998,0.998,0.999,0.999,0.999,0.999,0.999,0.999,0.999,0.999,0.999,0.997,0.997,0.996,0.995,0.995,0.995,0.994,0.995,0.996,0.997,0.998,0.997,0.997]
["FCD10A","L",2.1085888,-0.0046553722,0.006954748,{"v":3.2184141e-05,"d":"3.22E-05"},{"v":5.2670946e-06,"d":"5.27E-06"},{"v":-2.7164844e-07,"d":"-2.72E-07"},0,0,0,0,5,0.127,0.243,0.407,0.589,0.749,0.862,0.931,0.967,0.984,0.992,0.995,0.997,0.998,0.998,0.998,0.999,0.999,0.999,0.999,0.999,0.999,0.999,0.999,0.999,0.999,0.999,0.999,0.998,0.998,0.999,0.999,0.999,0.999,0.999,0.999,0.999,0.999,0.999,10,0.016,0.059,0.166,0.347,0.561,0.744,0.867,0.935,0.968,0.983,0.99,0.994,0.995,0.996,0.996,0.997,0.999,0.999,0.999,0.999,0.999,0.999,0.998,0.998,0.998,0.998,0.997,0.997,0.997,0.997,0.997,0.997,0.998,0.999,0.999,0.999,0.998,0.998]
["FCD1B","L",2.2189068,-0.0061707065,0.0080887631,{"v":0.00013357782,"d":"1.34E-04"},{"v":1.9476186E-7,"d":"1.95E-07"},{"v":-2.2577804e-07,"d":"-2.26E-07"},0,0,0,0,5,0,0.066,0.167,0.334,0.537,0.721,0.852,0.929,0.968,0.986,0.993,0.997,0.998,0.998,0.998,0.998,0.999,0.999,0.999,0.999,0.999,0.999,0.998,0.998,0.998,0.998,0.998,0.998,0.999,0.999,0.999,0.999,0.999,0.999,0.999,0.999,0.998,0.999,10,0,0,0.028,0.112,0.288,0.52,0.726,0.863,0.938,0.972,0.987,0.993,0.996,0.995,0.996,0.997,0.998,0.999,0.999,0.999,0.998,0.998,0.999,0.999,0.999,0.999,0.999,0.999,0.999,0.999,0.999,0.999,0.999,0.999,0.999,0.997,0.997,0.997]
["FCD505","L",2.502355,-0.0072080042,0.012012743,{"v":3.4920842E-4,"d":"3.49E-04"},{"v":-2.4729676e-05,"d":"-2.47E-05"},{"v":1.3801567E-6,"d":"1.38E-06"},0,0,0,0,5,0,0,0,0,0.213,0.39,0.585,0.749,0.866,0.931,0.964,0.981,0.988,0.994,0.994,0.996,0.997,0.997,0.998,0.998,0.998,0.998,0.999,0.999,0.999,0.999,0.999,0.999,0.999,0.999,0.999,0.999,0.999,0.999,0.999,0.999,0.999,0.999,10,0,0,0,0,0.045,0.152,0.342,0.56,0.75,0.866,0.93,0.962,0.977,0.988,0.989,0.992,0.994,0.995,0.997,0.997,0.997,0.997,0.999,0.999,0.999,0.999,0.999,0.999,0.999,0.999,0.999,0.999,0.999,0.999,0.999,0.999,0.999,0.998]
["FCD515","L",2.502355,-0.0072080042,0.012012743,{"v":3.4920842E-4,"d":"3.49E-04"},{"v":-2.4729676e-05,"d":"-2.47E-05"},{"v":1.3801567E-6,"d":"1.38E-06"},0,0,0,0,5,0,0,0,0.056,0.161,0.33,0.538,0.72,0.845,0.925,0.962,0.981,0.99,0.995,0.996,0.997,0.998,0.999,0.999,0.999,0.998,0.998,0.999,0.999,0.998,0.999,0.998,0.998,0.998,0.998,0.999,0.999,0.999,0.999,0.999,0.999,0.999,0.999,10,0,0,0,0,0.026,0.109,0.29,0.518,0.714,0.856,0.926,0.962,0.98,0.99,0.991,0.994,0.996,0.997,0.999,0.998,0.997,0.997,0.998,0.997,0.997,0.998,0.996,0.996,0.997,0.997,0.997,0.997,0.998,0.998,0.999,0.999,0.999,0.998]
["FCD600","L",2.5009632,{"v":-0.0071951364,"d":"-7.20E-03"},{"v":0.014064825,"d":"1.41E-02"},{"v":2.1434104E-4,"d":"2.14E-04"},{"v":4.3873461e-06,"d":"4.39E-06"},{"v":4.8834355e-07,"d":"4.88E-07"},0,0,0,0,5,0,0,0,0.011,0.203,0.532,0.744,0.861,0.925,0.959,0.974,0.982,0.986,0.989,0.991,0.993,0.994,0.996,0.999,0.998,0.998,0.998,0.999,0.998,0.999,0.999,0.998,0.998,0.998,0.998,0.999,0.999,0.999,0.999,0.999,0.999,0.999,0.999,10,0,0,0,0,0.041,0.283,0.553,0.742,0.856,0.919,0.949,0.963,0.971,0.977,0.982,0.985,0.989,0.992,0.998,0.997,0.996,0.996,0.997,0.996,0.997,0.997,0.997,0.996,0.996,0.997,0.997,0.997,0.998,0.999,0.999,0.998,0.999,0.999]
["FCD705","L",2.3742832,-0.0062014418,0.010582967,{"v":6.3100703e-05,"d":"6.31E-05"},{"v":8.196715E-6,"d":"8.20E-06"},{"v":-3.4424446E-7,"d":"-3.44E-07"},0,0,0,0,5,0,0,0.045,0.137,0.295,0.497,0.691,0.829,0.911,0.958,0.978,0.988,0.993,0.995,0.995,0.996,0.997,0.998,0.999,0.998,0.997,0.997,0.997,0.997,0.997,0.997,0.996,0.996,0.996,0.996,0.996,0.996,0.996,0.997,0.998,0.998,0.998,0.998,10,0,0,0,0.019,0.087,0.247,0.478,0.687,0.83,0.918,0.956,0.977,0.986,0.99,0.99,0.993,0.995,0.997,0.999,0.997,0.994,0.994,0.994,0.994,0.993,0.984,0.992,0.992,0.991,0.992,0.992,0.992,0.993,0.994,0.995,0.995,0.995,0.995]
["FD1","L",2.8502239,-0.012202085,0.029517358,0.0024699484,-0.00016527538,{"v":1.5696884e-05,"d":"1.57E-05"},0,0,0,0,5,0,0,0,0,0,0,0.07,0.42,0.72,0.86,0.92,0.95,0.969,0.985,0.992,0.994,0.996,0.999,0.999,0.999,0.999,0.999,0,0,0,0,0,0,0,0,0,0,0,0,0,0,0,0]
["FD10","L",2.8752625,-0.0092304119,0.035289119,{"v":1.5224853E-3,"d":"1.52E-03"},{"v":-4.8651573E-5,"d":"-4.87E-05"},{"v":1.3740761e-05,"d":"1.37E-05"},0,0,0,0,5,0,0,0,0,0,0,0,0,0,0.15,0.47,0.75,0.89,0.974,0.989,0.993,0.996,0.998,0.999,0.999,0.999,0.999,0,0,0,0,0,0,0,0,0,0,0,0,0,0,0,0]
["FD11","L",3.0800518,-0.02351116,0.019460876,{"v":0.0096510658,"d":"9.65E-03"},{"v":-0.0012447765,"d":"-1.24E-03"},{"v":8.7773942e-05,"d":"8.78E-05"},0,0,0,0,5,0,0,0,0,0,0,0,0,0,0.08,0.42,0.72,0.87,0.962,0.982,0.99,0.993,0.994,0.999,0.999,0.999,0.999,0,0,0,0,0,0,0,0,0,0,0,0,0,0,0,0]
["FD110","L",3.0534415,-0.01275181,0.040609369,2.2706109E-3,{"v":-7.8086606e-05,"d":"-7.81E-05"},{"v":1.9874026e-05,"d":"1.99E-05"},0,0,0,0,5,0,0,0,0,0,0,0,0,0.071,0.363,0.674,0.829,0.9,0.955,0.973,0.982,0.987,0.991,0.996,0.996,0.995,0.996,0.998,0.998,0.999,0.999,0.999,0.999,0.999,0.999,0.999,0.999,0.999,0.999,0.999,0.998,0.997,0.997,10,0,0,0,0,0,0,0,0,0,0.132,0.454,0.687,0.81,0.912,0.946,0.964,0.975,0.983,0.993,0.992,0.99,0.991,0.995,0.997,0.997,0.999,0.999,0.999,0.998,0.998,0.998,0.998,0.999,0.999,0.999,0.996,0.994,0.994]
["FD12","L",2.6402667,-0.010247511,0.023809344,1.5348934E-3,{"v":-9.5891265e-05,"d":"-9.59E-05"},{"v":9.5839144e-06,"d":"9.58E-06"},0,0,0,0,5,0,0,0,0,0,0,0,0.11,0.5,0.76,0.89,0.953,0.978,0.992,0.994,0.995,0.997,0.998,0.999,0.999,0.999,0.999,0,0,0,0,0,0,0,0,0,0,0,0,0,0,0,0]
["FD13","L",2.898778,-0.0020906572,0.047665704,-0.0020121972,0.00050340486,{"v":-1.6806079e-05,"d":"-1.68E-05"},0,0,0,0,5,0,0,0,0,0,0,0,0,0.04,0.26,0.6,0.82,0.92,0.975,0.987,0.992,0.995,0.996,0.999,0.999,0.999,0.999,0,0,0,0,0,0,0,0,0,0,0,0,0,0,0,0]
["FD14","L",2.9710918,-0.0058849058,0.044115787,0.00033238833,1.6729125E-4,{"v":4.5276176E-6,"d":"4.53E-06"},0,0,0,0,5,0,0,0,0,0,0,0,0,0.09,0.11,0.44,0.73,0.88,0.964,0.984,0.99,0.993,0.996,0.999,0.999,0.999,0.999,0,0,0,0,0,0,0,0,0,0,0,0,0,0,0,0]
["FD140","L",2.9851294,-0.014237988,0.035496437,{"v":2.8457557E-3,"d":"2.85E-03"},{"v":-0.00019006799,"d":"-1.90E-04"},{"v":2.4309252E-5,"d":"2.43E-05"},0,0,0,0,5,0,0,0,0,0,0,0,0,0.043,0.301,0.626,0.815,0.901,0.961,0.977,0.983,0.988,0.991,0.997,0.997,0.995,0.996,0.996,0.998,0.998,0.998,0.998,0.998,0.998,0.998,0.998,0.998,0.998,0.999,0.999,0.997,0.997,0.997,10,0,0,0,0,0,0,0,0,0,0.091,0.392,0.663,0.812,0.924,0.954,0.966,0.976,0.982,0.993,0.994,0.989,0.992,0.994,0.995,0.995,0.995,0.996,0.996,0.996,0.996,0.996,0.996,0.996,0.998,0.998,0.995,0.995,0.995]
["FD15","L",2.7936294,-0.012343491,0.027263133,0.0026133026,-2.1513781E-4,{"v":1.95551e-05,"d":"1.96E-05"},0,0,0,0,5,0,0,0,0,0,0,0,0,0.15,0.53,0.81,0.93,0.967,0.99,0.994,0.995,0.997,0.999,0.999,0.999,0.999,0.999,0,0,0,0,0,0,0,0,0,0,0,0,0,0,0,0]
["FD18","L",2.8593768,-0.010452082,0.032078181,0.0019645419,-0.0001041701,{"v":1.3440671e-05,"d":"1.34E-05"},0,0,0,0,5,0,0,0,0,0,0,0.05,0.39,0.69,0.85,0.92,0.95,0.974,0.99,0.996,0.999,0.999,0.999,0.999,0.999,0.999,0.999,0,0,0,0,0,0,0,0,0,0,0,0,0,0,0,0]
["FD19","L",2.6970247,-0.010234979,0.02472335,0.001842407,-1.3072605E-4,{"v":1.1719483E-5,"d":"1.17E-05"},0,0,0,0,5,0,0,0,0,0,0,0.38,0.65,0.82,0.9,0.94,0.969,0.984,0.994,0.998,0.999,0.999,0.999,0.999,0.999,0.999,0.999,0,0,0,0,0,0,0,0,0,0,0,0,0,0,0,0]
["FD2","L",2.6356161,-8.839642E-3,0.025644781,0.00096522374,{"v":-1.8304798e-05,"d":"-1.83E-05"},{"v":5.5563517e-06,"d":"5.56E-06"},0,0,0,0,5,0,0,0,0,0,0.24,0.66,0.88,0.95,0.975,0.985,0.991,0.994,0.996,0.998,0.999,0.999,0.999,0.999,0.999,0.999,0.999,0,0,0,0,0,0,0,0,0,0,0,0,0,0,0,0]
["FD20","L",2.848043,-0.0070130368,0.037219067,2.9744822E-4,1.2767696E-4,{"v":2.0143407e-06,"d":"2.01E-06"},0,0,0,0,5,0,0,0,0,0,0,0.08,0.37,0.66,0.82,0.9,0.97,0.988,0.994,0.997,0.999,0.999,0.999,0.999,0.999,0.999,0.999,0,0,0,0,0,0,0,0,0,0,0,0,0,0,0,0]
["FD225","L",3.1189869,-0.015820772,0.044425024,{"v":0.0035834882,"d":"3.58E-03"},{"v":-0.00023943449,"d":"-2.39E-04"},{"v":3.8756542e-05,"d":"3.88E-05"},0,0,0,0,5,0,0,0,0,0,0,0,0,0,0.218,0.6301,0.8678,0.9435,0.9762,0.9835,0.9875,0.9904,0.9921,0.9957,0.9971,0.9973,0.9978,0.9982,0.9981,0.9985,0.999,0.999,0.999,0.999,0.9989,0.999,0.999,0.999,0.999,0.9989,0.9969,0.9948,0.9951,10,0,0,0,0,0,0,0,0,0,0.0475,0.397,0.7531,0.8902,0.9529,0.9672,0.9751,0.9808,0.9842,0.9915,0.9942,0.9947,0.9956,0.9964,0.9963,0.997,0.9989,0.9988,0.9985,0.9983,0.9978,0.9981,0.9981,0.9981,0.9982,0.9978,0.9937,0.9896,0.9902]
["FD3","L",2.9160432,-0.010435647,0.033907872,{"v":0.0022728802,"d":"2.27E-03"},{"v":-1.3563213E-4,"d":"-1.36E-04"},{"v":1.6527592e-05,"d":"1.65E-05"},0,0,0,0,5,0,0,0,0,0,0,0,0.15,0.48,0.73,0.86,0.92,0.956,0.984,0.994,0.997,0.999,0.999,0.999,0.999,0.999,0.999,0,0,0,0,0,0,0,0,0,0,0,0,0,0,0,0]
["FD4","L",2.9684662,-0.013339731,0.031754355,0.0037037179,-0.00033919378,{"v":2.9109763e-05,"d":"2.91E-05"},0,0,0,0,5,0,0,0,0,0,0,0,0.17,0.53,0.78,0.88,0.93,0.96,0.983,0.992,0.996,0.997,0.998,0.999,0.999,0.999,0.999,0,0,0,0,0,0,0,0,0,0,0,0,0,0,0,0]
["FD41","L",2.9524118,-0.011778361,0.03263889,3.3126644E-3,-2.922968E-4,{"v":2.6369669e-05,"d":"2.64E-05"},0,0,0,0,5,0,0,0,0,0,0,0,0.16,0.5,0.74,0.86,0.92,0.947,0.965,0.977,0.99,0.996,0.999,0.999,0.999,0.999,0.999,0,0,0,0,0,0,0,0,0,0,0,0,0,0,0,0]
["FD5","L",2.7098957,-0.0086927966,0.028127099,{"v":0.0011733305,"d":"1.17E-03"},{"v":-3.2641121e-05,"d":"-3.26E-05"},{"v":7.2364391e-06,"d":"7.24E-06"},0,0,0,0,5,0,0,0,0,0,0.06,0.38,0.73,0.89,0.948,0.979,0.983,0.989,0.994,0.997,0.997,0.998,0.998,0.999,0.999,0.999,0.999,0,0,0,0,0,0,0,0,0,0,0,0,0,0,0,0]
["FD6","L",3.1215977,-0.011871736,0.040085873,{"v":0.0034988139,"d":"3.50E-03"},{"v":-0.00025840403,"d":"-2.58E-04"},{"v":2.841529e-05,"d":"2.84E-05"},0,0,0,0,5,0,0,0,0,0,0,0,0,0.26,0.69,0.83,0.92,0.95,0.983,0.992,0.993,0.996,0.999,0.999,0.999,0.999,0.999,0,0,0,0,0,0,0,0,0,0,0,0,0,0,0,0]
["FD60","L",3.1171483,-0.011616277,0.0448649749999999,{"v":1.6588491E-3,"d":"1.66E-03"},{"v":2.5716854e-05,"d":"2.57E-05"},{"v":1.4757657E-5,"d":"1.48E-05"},0,0,0,0,5,0,0,0,0,0,0,0,0,0.117,0.483,0.774,0.898,0.943,0.969,0.978,0.983,0.986,0.989,0.996,0.996,0.995,0.997,0.998,0.999,0.999,0.999,0.999,0.999,0.999,0.999,0.999,0.999,0.999,0.999,0.999,0.999,0.998,0.999,10,0,0,0,0,0,0,0,0,0.014,0.234,0.599,0.806,0.889,0.939,0.957,0.965,0.972,0.979,0.991,0.993,0.99,0.993,0.995,0.997,0.998,0.999,0.998,0.998,0.997,0.997,0.997,0.997,0.998,0.998,0.998,0.998,0.996,0.997]
["FD60W","L",3.1171483,-0.011616277,0.044864975,1.6588491E-3,{"v":2.5716854e-05,"d":"2.57E-05"},{"v":1.4757657E-5,"d":"1.48E-05"},0,0,0,0,5,0,0,0,0,0,0,0,0,0.1136,0.482,0.7697,0.8943,0.9439,0.9758,0.9843,0.9885,0.9911,0.9931,0.9966,0.9961,0.9949,0.9964,0.998,0.999,0.999,0.999,0.999,0.999,0.999,0.999,0.999,0.999,0.999,0.999,0.999,0.999,0.998,0.999,10,0,0,0,0,0,0,0,0,0.0129,0.2323,0.5925,0.7997,0.8909,0.9522,0.9689,0.9772,0.9823,0.9862,0.9931,0.9923,0.993,0.9929,0.995,0.997,0.998,0.999,0.998,0.998,0.997,0.997,0.997,0.997,0.998,0.998,0.998,0.998,0.996,0.997]
["FD7","L",2.6145484,-0.009860669,0.023605087,{"v":0.0012256108,"d":"1.23E-03"},{"v":-5.4155601e-05,"d":"-5.42E-05"},{"v":6.6384851e-06,"d":"6.64E-06"},0,0,0,0,5,0,0,0,0,0,0.19,0.59,0.83,0.92,0.955,0.972,0.983,0.99,0.993,0.994,0.995,0.998,0.999,0.999,0.999,0.999,0.999,0,0,0,0,0,0,0,0,0,0,0,0,0,0,0,0]
["FD8","L",2.7577808,-0.0086160378,0.030539197,1.0492873E-3,{"v":-1.1746488e-06,"d":"-1.17E-06"},{"v":6.3111808e-06,"d":"6.31E-06"},0,0,0,0,5,0,0,0,0,0,0,0.19,0.6,0.83,0.92,0.957,0.974,0.983,0.991,0.995,0.995,0.996,0.998,0.999,0.999,0.999,0.999,0,0,0,0,0,0,0,0,0,0,0,0,0,0,0,0]
["FD9","L",2.6574423,-0.0093256112,0.025365514,0.0012368133,{"v":-5.605129e-05,"d":"-5.61E-05"},{"v":7.5470043e-06,"d":"7.55E-06"},0,0,0,0,5,0,0,0,0,0,0.04,0.52,0.75,0.87,0.93,0.963,0.978,0.988,0.991,0.996,0.997,0.999,0.999,0.999,0.999,0.999,0.999,0,0,0,0,0,0,0,0,0,0,0,0,0,0,0,0]
["FDS1","L",3.4937356,-0.011757161,0.058357687,0.0053080435,-3.9930563E-4,{"v":5.4517868e-05,"d":"5.45E-05"},0,0,0,0,5,0,0,0,0,0,0,0,0,0,0.03,0.26,0.57,0.77,0.92,0.97,0.98,0.988,0.993,0.998,0.999,0.999,0.998,0,0,0,0,0,0,0,0,0,0,0,0,0,0,0,0]
["FDS10","L",3.7015678,-0.013712687,0.060910464,7.4240634E-3,-0.00063565754,{"v":6.5866354e-05,"d":"6.59E-05"},0,0,0,0,5,0,0,0,0,0,0,0,0,0,0.23,0.45,0.62,0.75,0.89,0.952,0.975,0.984,0.989,0.995,0.995,0.995,0.996,0,0,0,0,0,0,0,0,0,0,0,0,0,0,0,0]
["FDS16W","L",3.6906098,-0.027849024,0.063139051,0.012443698,-0.0014774085,0.00017478701,0,0,0,0,5,0,0,0,0,0,0,0,0,0,0,0,0,0.129,0.774,0.937,0.963,0.974,0.981,0.992,0.996,0.997,0.998,0.998,0.998,0.999,0.998,0.998,0.998,0.999,0.999,0.999,0.999,0.999,0.999,0.999,0.997,0.991,0.993,10,0,0,0,0,0,0,0,0,0,0,0,0,0,0.017,0.599,0.877,0.928,0.948,0.962,0.984,0.993,0.994,0.995,0.996,0.997,0.997,0.996,0.997,0.997,0.997,0.997,0.998,0.998,0.998,0.999,0.998,0.993,0.982]
["FDS18","L",3.563784,-0.025449644,0.058401659,0.00923109829999999,-0.00095499727,1.1777456E-4,0,0,0,0,5,0,0,0,0,0,0,0,0,0,0,0,0.056,0.272,0.701,0.862,0.919,0.945,0.961,0.983,0.991,0.993,0.996,0.997,0.998,0.998,0.999,0.999,0.998,0.997,0.996,0.995,0.995,0.995,0.994,0.993,0.991,0.989,0.99,10,0,0,0,0,0,0,0,0,0,0,0,0,0.074,0.491,0.743,0.845,0.894,0.923,0.966,0.982,0.987,0.992,0.994,0.995,0.996,0.999,0.998,0.996,0.993,0.992,0.99,0.99,0.99,0.988,0.986,0.982,0.979,0.98]
["FDS18W","L",3.563784,-0.025449644,0.058401659,0.00923109829999999,-0.00095499727,1.1777456E-4,0,0,0,0,5,0,0,0,0,0,0,0,0,0,0,0,0.2153,0.6002,0.929,0.9709,0.9813,0.9867,0.9901,0.9957,0.9981,0.9985,0.999,0.999,0.999,0.9988,0.9988,0.9987,0.9986,0.9989,0.999,0.999,0.999,0.999,0.9988,0.9983,0.9951,0.991,0.9922,10,0,0,0,0,0,0,0,0,0,0,0,0.0464,0.3602,0.863,0.9427,0.9629,0.9735,0.9804,0.9914,0.9962,0.997,0.9979,0.9983,0.9984,0.9977,0.9976,0.9975,0.9971,0.9978,0.9982,0.9984,0.9984,0.998,0.9975,0.9966,0.9902,0.982,0.9845]
["FDS2","L",2.880398,-0.010913678,0.032350025,2.257275E-3,-1.4065201E-4,{"v":1.6519655e-05,"d":"1.65E-05"},0,0,0,0,5,0,0,0,0,0,0,0,0,0.08,0.49,0.74,0.88,0.94,0.977,0.99,0.991,0.994,0.998,0.999,0.999,0.999,0.999,0,0,0,0,0,0,0,0,0,0,0,0,0,0,0,0]
["FDS20W","L",3.3114745,{"v":-0.019402447,"d":"-1.94E-02"},{"v":0.051621829,"d":"5.16E-02"},{"v":0.0058556024,"d":"5.86E-03"},{"v":-0.00053287332,"d":"-5.33E-04"},{"v":7.3197844e-05,"d":"7.32E-05"},0,0,0,0,5,0,0,0,0,0,0,0,0,0,0,0.056,0.469,0.829,0.974,0.988,0.991,0.993,0.994,0.996,0.997,0.997,0.997,0.997,0.997,0.996,0.997,0.997,0.997,0.998,0.998,0.999,0.999,0.999,0.999,0.999,0.995,0.991,0.992,10,0,0,0,0,0,0,0,0,0,0,0,0.22,0.687,0.949,0.976,0.983,0.986,0.988,0.992,0.994,0.994,0.993,0.993,0.995,0.993,0.994,0.994,0.995,0.996,0.996,0.998,0.998,0.999,0.999,0.999,0.99,0.982,0.984]
["FDS24","L",3.5126327,-0.0153015,0.053936061,3.4949369E-3,-1.7950295E-4,{"v":3.4403181e-05,"d":"3.44E-05"},0,0,0,0,5,0,0,0,0,0,0,0,0,0,0.263,0.549,0.722,0.811,0.898,0.939,0.959,0.971,0.979,0.991,0.994,0.995,0.996,0.998,0.998,0.998,0.998,0.998,0.999,0.999,0.999,0.999,0.999,0.999,0.999,0.999,0.999,0.999,0.999,10,0,0,0,0,0,0,0,0,0,0.069,0.301,0.521,0.657,0.806,0.881,0.92,0.942,0.958,0.983,0.989,0.989,0.992,0.995,0.996,0.997,0.997,0.997,0.997,0.998,0.998,0.998,0.998,0.999,0.999,0.999,0.999,0.999,0.999]
["FDS3","L",3.0431621,-0.0057819558,0.047368242,{"v":0.00015443519,"d":"1.54E-04"},{"v":0.00022327734,"d":"2.23E-04"},{"v":8.229941e-07,"d":"8.23E-07"},0,0,0,0,5,0,0,0,0,0,0,0,0,0.06,0.22,0.58,0.82,0.92,0.976,0.988,0.992,0.995,0.997,0.998,0.998,0.998,0.999,0,0,0,0,0,0,0,0,0,0,0,0,0,0,0,0]
["FDS30","L",3.062548,-0.014900756,0.033984968,{"v":0.0043622376,"d":"4.36E-03"},{"v":-4.1409275E-4,"d":"-4.14E-04"},{"v":3.9426957e-05,"d":"3.94E-05"},0,0,0,0,5,0,0,0,0,0,0,0,0,0.06,0.41,0.73,0.86,0.92,0.96,0.975,0.981,0.985,0.989,0.995,0.995,0.994,0.996,0.998,0.999,0.999,0.998,0.999,0.998,0.998,0.999,0.999,0.999,0.999,0.999,0.999,0.999,0.998,0.999]
["FDS5","L",2.9865468,-0.012575353,0.033470797,{"v":0.0036625859,"d":"3.66E-03"},{"v":-0.00033320909,"d":"-3.33E-04"},{"v":3.0706006e-05,"d":"3.07E-05"},0,0,0,0,5,0,0,0,0,0,0,0,0,0,0.29,0.57,0.78,0.89,0.97,0.985,0.991,0.996,0.998,0.999,0.999,0.999,0.999,0,0,0,0,0,0,0,0,0,0,0,0,0,0,0,0]
["FDS9","L",3.2587549,-0.014909003,0.041380693,{"v":0.0054139587,"d":"5.41E-03"},{"v":-4.9091236E-4,"d":"-4.91E-04"},{"v":4.5138792E-5,"d":"4.51E-05"},0,0,0,0,5,0,0,0,0,0,0,0,0,0.07,0.4,0.7,0.86,0.93,0.973,0.989,0.992,0.996,0.997,0.999,0.999,0.999,0.999,0,0,0,0,0,0,0,0,0,0,0,0,0,0,0,0]
["FDS90","L",3.2606321,-0.017780398,0.040902938,0.0056076934,-0.00056434039,{"v":5.4763391E-5,"d":"5.48E-05"},0,0,0,0,5,0,0,0,0,0,0,0,0,0.052,0.298,0.627,0.808,0.887,0.946,0.968,0.977,0.984,0.989,0.995,0.995,0.994,0.996,0.998,0.999,0.998,0.999,0.999,0.999,0.999,0.999,0.999,0.999,0.999,0.999,0.999,0.998,0.997,0.997,10,0,0,0,0,0,0,0,0,0,0.089,0.393,0.653,0.786,0.895,0.937,0.954,0.968,0.977,0.99,0.991,0.988,0.992,0.995,0.997,0.997,0.997,0.998,0.998,0.998,0.999,0.999,0.999,0.999,0.999,0.999,0.996,0.994,0.993]
["FDS90P","L",3.2565619,-0.015803965,0.044330322,0.0043620098,-3.6912261E-4,{"v":4.2999682e-05,"d":"4.30E-05"},0,0,0,0,5,0,0,0,0,0,0,0,0,0.052,0.298,0.627,0.808,0.887,0.946,0.968,0.977,0.984,0.989,0.995,0.995,0.994,0.996,0.998,0.999,0.998,0.999,0.999,0.999,0.999,0.999,0.999,0.999,0.999,0.999,0.999,0.998,0.997,0.997,10,0,0,0,0,0,0,0,0,0,0.089,0.393,0.653,0.786,0.895,0.937,0.954,0.968,0.977,0.99,0.991,0.988,0.992,0.995,0.997,0.997,0.997,0.998,0.998,0.998,0.999,0.999,0.999,0.999,0.999,0.999,0.996,0.994,0.993]
["FDS90SG","L",3.2606321,-0.017780398,0.040902938,0.0056076934,-0.00056434039,{"v":5.4763391E-5,"d":"5.48E-05"},0,0,0,0,5,0,0,0,0,0,0,0,0,0.091,0.348,0.644,0.828,0.908,0.96,0.976,0.983,0.988,0.991,0.998,0.998,0.996,0.997,0.998,0.999,0.998,0.999,0.999,0.999,0.999,0.999,0.999,0.999,0.999,0.999,0.999,0.998,0.997,0.997,10,0,0,0,0,0,0,0,0,0,0.121,0.415,0.686,0.825,0.921,0.952,0.966,0.975,0.983,0.995,0.996,0.993,0.994,0.995,0.997,0.997,0.997,0.998,0.998,0.998,0.999,0.999,0.999,0.999,0.999,0.999,0.996,0.994,0.993]
["FEL1","L",2.3516552,-0.0088152599,0.014773957,{"v":7.6879187E-4,"d":"7.69E-04"},{"v":-5.962614e-05,"d":"-5.96E-05"},{"v":4.5289391e-06,"d":"4.53E-06"},0,0,0,0,5,0,0,0.08,0.36,0.8,0.947,0.985,0.995,0.998,0.999,0.999,0.999,0.999,0.999,0.999,0.999,0.999,0.999,0.999,0.999,0.999,0.999,0,0,0,0,0,0,0,0,0,0,0,0,0,0,0,0]
["FEL2","L",2.3287431,-0.00786798,0.015763854,{"v":0.00019794235,"d":"1.98E-04"},{"v":1.8002892e-05,"d":"1.80E-05"},{"v":3.6533474e-07,"d":"3.65E-07"},0,0,0,0,5,0,0,0.07,0.37,0.78,0.93,0.977,0.991,0.996,0.997,0.998,0.999,0.999,0.999,0.999,0.999,0.999,0.999,0.999,0.999,0.999,0.999,0,0,0,0,0,0,0,0,0,0,0,0,0,0,0,0]
["FEL3","L",2.3917789,-0.010682021,0.013123543,{"v":0.0012012044,"d":"1.20E-03"},{"v":-1.0930097E-4,"d":"-1.09E-04"},{"v":6.5674835e-06,"d":"6.57E-06"},0,0,0,0,5,0,0,0,0,0.53,0.79,0.954,0.968,0.98,0.987,0.989,0.99,0.991,0.993,0.995,0.998,0.999,0.999,0.999,0.999,0.999,0.999,0,0,0,0,0,0,0,0,0,0,0,0,0,0,0,0]
["FEL4","L",2.3887225,-0.0082067932,0.016972712,{"v":0.00028385444,"d":"2.84E-04"},{"v":1.8203398E-5,"d":"1.82E-05"},{"v":3.8892361e-07,"d":"3.89E-07"},0,0,0,0,5,0,0,0,0.21,0.63,0.85,0.937999999999999,0.971,0.986,0.991,0.993,0.997,0.997,0.997,0.997,0.997,0.998,0.999,0.999,0.999,0.999,0.999,0,0,0,0,0,0,0,0,0,0,0,0,0,0,0,0]
["FEL6","L",2.3040309,-7.818363E-3,0.014432197,{"v":0.00041455236,"d":"4.15E-04"},{"v":-2.6459814e-05,"d":"-2.65E-05"},{"v":2.766659e-06,"d":"2.77E-06"},0,0,0,0,5,0,0,0.1,0.55,0.86,0.954,0.981,0.991,0.995,0.997,0.997,0.998,0.999,0.998,0.998,0.998,0.999,0.999,0.999,0.999,0.999,0.999,0,0,0,0,0,0,0,0,0,0,0,0,0,0,0,0]
["FEL7","L",2.3528165,-0.008620978,0.015306214,0.00064827398,{"v":-4.0905879E-5,"d":"-4.09E-05"},{"v":3.5765663e-06,"d":"3.58E-06"},0,0,0,0,5,0,0,0,0.27,0.67,0.88,0.948,0.977,0.988,0.994,0.994,0.998,0.999,0.997,0.997,0.997,0.997,0.999,0.999,0.999,0.999,0.999,0,0,0,0,0,0,0,0,0,0,0,0,0,0,0,0]
["FF1","L",2.2491335,-0.00985791259999999,0.011361632,{"v":0.00073099301,"d":"7.31E-04"},{"v":-5.794502e-05,"d":"-5.79E-05"},{"v":4.1907918e-06,"d":"4.19E-06"},0,0,0,0]
["FF2","L",2.3047586,-0.0088241284,0.015393292,0.00022232022,{"v":1.8581672e-05,"d":"1.86E-05"},{"v":1.7722949e-06,"d":"1.77E-06"},0,0,0,0]
["FF5","L",2.4743324,-0.010955338,0.019293801,1.4497732E-3,-1.1038744E-4,{"v":1.1136008E-5,"d":"1.11E-05"},0,0,0,0,5,0,0,0,0,0,0,0.033,0.206,0.61,0.849,0.937,0.969,0.982,0.991,0.994,0.995,0.996,0.997,0.999,0.999,0.999,0.999,0,0,0,0,0,0,0,0,0,0,0,0,0,0,0,0,10,0,0,0,0,0,0,0,0.042,0.372,0.721,0.878,0.939,0.964,0.982,0.988,0.991,0.992,0.995,0.998,0.998,0.998,0.999,0,0,0,0,0,0,0,0,0,0,0,0,0,0,0,0]
["FF6","L",2.5428369,-0.011492991,0.019913827,{"v":0.0028807616,"d":"2.88E-03"},{"v":-0.00033602701,"d":"-3.36E-04"},{"v":3.2550382e-05,"d":"3.26E-05"},0,0,0,0,5,0,0,0,0,0,0,0,0,0,0.18,0.57,0.79,0.87,0.93,0.956,0.968,0.976,0.981,0.99,0.992,0.992,0.992,0,0,0,0,0,0,0,0,0,0,0,0,0,0,0,0]
["FF7","L",2.7273651,-0.015578551,0.022775001,{"v":0.0040521989,"d":"4.05E-03"},{"v":-0.00045231528,"d":"-4.52E-04"},{"v":3.8739601E-5,"d":"3.87E-05"},0,0,0,0,5,0,0,0,0,0,0,0,0,0.03,0.38,0.74,0.89,0.95,0.978,0.985,0.987,0.99,0.993,0.996,0.996,0.995,0.996,0,0,0,0,0,0,0,0,0,0,0,0,0,0,0,0]
["FF8","L",2.9564361,-0.019762195,0.029878823,0.0051830852,-0.00054202389,{"v":4.8463245e-05,"d":"4.85E-05"},0,0,0,0,5,0,0,0,0,0,0,0,0,0.1729,0.5123,0.7521,0.865,0.9197,0.9652,0.98,0.9873,0.9903,0.9935,0.9978,0.999,0.999,0.999,0.998,0.998,0.998,0.998,0.998,0.998,0.998,0.998,0.998,0.998,0.998,0.998,0.998,0.99,0.991,0.992,10,0,0,0,0,0,0,0,0,0.0299,0.2624,0.5656,0.7483,0.8459,0.9316,0.9604,0.9748,0.9808,0.987,0.9956,0.9985,0.9986,0.999,0.996,0.996,0.997,0.996,0.996,0.996,0.996,0.996,0.996,0.997,0.996,0.997,0.996,0.98,0.982,0.984]
["FF9","L",3.1345161,-0.022834999,0.032956999,0.0076041277,-0.00087231195,{"v":7.6915554E-5,"d":"7.69E-05"},0,0,0,0,5,0,0,0,0,0,0,0,0,0,0.05,0.4,0.72,0.87,0.95,0.973,0.981,0.986,0.99,0.995,0.996,0.996,0.997,0,0,0,0,0,0,0,0,0,0,0,0,0,0,0,0]
["FL1","L",2.4293352,-0.012379494,0.012736319,0.0019819744,-0.000195762,{"v":1.1195344E-5,"d":"1.12E-05"},0,0,0,0,5,0,0,0,0.07,0.54,0.82,0.93,0.971,0.988,0.989,0.99,0.995,0.997,0.998,0.999,0.999,0.999,0.999,0.999,0.999,0.999,0.999,0,0,0,0,0,0,0,0,0,0,0,0,0,0,0,0]
["FL2","L",2.4718219,-0.010506387,0.016741726,1.3085943E-3,-1.0728688E-4,{"v":7.5391248e-06,"d":"7.54E-06"},0,0,0,0,5,0,0,0,0.04,0.31,0.71,0.89,0.95,0.972,0.986,0.992,0.997,0.998,0.998,0.998,0.999,0.999,0.999,0.999,0.999,0.999,0.999,0,0,0,0,0,0,0,0,0,0,0,0,0,0,0,0]
["FL3","L",2.4499183,-0.0095318121,0.017383272,{"v":0.00083405435,"d":"8.34E-04"},{"v":-4.4081385E-5,"d":"-4.41E-05"},{"v":4.1509931e-06,"d":"4.15E-06"},0,0,0,0,5,0,0,0,0,0.3,0.68,0.85,0.92,0.954,0.973,0.981,0.988,0.992,0.994,0.995,0.996,0.997,0.999,0.999,0.999,0.998,0.999,0,0,0,0,0,0,0,0,0,0,0,0,0,0,0,0]
["FL4","L",2.4387394,-0.0098037764,0.01687399,{"v":0.001064172,"d":"1.06E-03"},{"v":-8.8570114e-05,"d":"-8.86E-05"},{"v":6.9206639e-06,"d":"6.92E-06"},0,0,0,0,5,0,0,0,0.09,0.47,0.8,0.92,0.965,0.98,0.983,0.993,0.997,0.998,0.999,0.999,0.999,0.999,0.999,0.999,0.999,0.999,0.999,0,0,0,0,0,0,0,0,0,0,0,0,0,0,0,0]
["FL5","L",2.4441937,-0.00832456149999999,0.019047359,{"v":0.00050455637,"d":"5.05E-04"},{"v":3.657647e-06,"d":"3.66E-06"},{"v":1.7935517E-6,"d":"1.79E-06"},0,0,0,0,5,0,0,0,0.09,0.5,0.76,0.9,0.952,0.974,0.988,0.992,0.995,0.997,0.997,0.998,0.999,0.999,0.999,0.999,0.999,0.999,0.999,0,0,0,0,0,0,0,0,0,0,0,0,0,0,0,0]
["FL57","L",2.4280674,-0.0079954051,0.01931393,{"v":2.5443035E-4,"d":"2.54E-04"},{"v":3.7628038e-05,"d":"3.76E-05"},{"v":-1.4911458e-07,"d":"-1.49E-07"},0,0,0,0,5,0,0,0,0.07,0.52,0.82,0.924,0.969,0.985,0.992,0.993,0.997,0.999,0.999,0.999,0.999,0.999,0.999,0.999,0.999,0.999,0.999,0,0,0,0,0,0,0,0,0,0,0,0,0,0,0,0]
["FL6","L",2.4040095,-0.0084797,0.017965196,0.00035539547,{"v":1.3103745e-05,"d":"1.31E-05"},{"v":1.1953687E-6,"d":"1.20E-06"},0,0,0,0,5,0,0,0,0.06,0.46,0.8,0.926,0.977,0.987,0.994,0.995,0.998,0.999,0.999,0.999,0.999,0.999,0.999,0.999,0.999,0.999,0.999,0,0,0,0,0,0,0,0,0,0,0,0,0,0,0,0]
["FL7","L",2.4234279,-0.0070664282,0.01983986,0.00013686194,{"v":4.3266859e-05,"d":"4.33E-05"},{"v":1.3880317e-08,"d":"1.39E-08"},0,0,0,0,5,0,0,0,0.05,0.45,0.81,0.935,0.976,0.989,0.994,0.996,0.998,0.999,0.999,0.999,0.999,0.999,0.999,0.999,0.999,0.999,0.999,0,0,0,0,0,0,0,0,0,0,0,0,0,0,0,0]
["LAC10","L",2.8951998,-0.011701218,0.022126485,{"v":0.00038494791,"d":"3.85E-04"},{"v":-7.9808302e-06,"d":"-7.98E-06"},{"v":1.5035116E-6,"d":"1.50E-06"},0,0,0,0,5,0,0.03,0.214,0.492,0.69,0.807,0.879,0.926,0.958,0.975,0.985,0.989,0.993,0.996,0.997,0.997,0.998,0.998,0.998,0.998,0.998,0.998,0.999,0.999,0.999,0.999,0.999,0.999,0.999,0.999,0.999,0.999,0.999,0.999,0.999,0.999,0.998,0.998]
["LAC11","L",2.7020716,-0.01169988,0.017265776,{"v":0.00022167824,"d":"2.22E-04"},{"v":3.3571962e-07,"d":"3.36E-07"},{"v":4.7730342e-07,"d":"4.77E-07"},0,0,0,0,5,0,0.07,0.15,0.3,0.46,0.63,0.77,0.86,0.92,0.953,0.973,0.983,0.987,0.994,0.994,0.996,0.998,0.999,0.999,0.999,0.999,0.999,0,0,0,0,0,0,0,0,0,0,0,0,0,0,0,0]
["LAC12","L",2.7634844,-0.011068339,0.018246442,3.7697356E-4,{"v":-1.7788655e-05,"d":"-1.78E-05"},{"v":1.5314262E-6,"d":"1.53E-06"},0,0,0,0,5,0,0.04,0.09,0.17,0.3,0.47,0.64,0.77,0.87,0.93,0.958,0.975,0.99,0.993,0.994,0.997,0.997,0.999,0.999,0.999,0.999,0.999,0.999,0.999,0.999,0.999,0.999,0.999,0.999,0.998,0.999,0.999,0.999,0.999,0.999,0.997,0.997,0.996]
["LAC13","L",2.8125316,-0.012915271,0.019960339,0.00019877888,{"v":1.7647061e-05,"d":"1.76E-05"},{"v":-4.47676319999999e-07,"d":"-4.48E-07"},0,0,0,0,5,0,0.06,0.16,0.39,0.59,0.72,0.82,0.89,0.93,0.96,0.976,0.985,0.99,0.995,0.997,0.998,0.998,0.998,0.999,0.999,0.999,0.999,0.999,0.999,0.999,0.999,0.999,0.999,0.999,0.999,0.999,0.999,0.999,0.999,0.999,0.991,0.993,0.994]
["LAC14","L",2.8255229,-0.013632902,0.019791402,{"v":1.5032564e-05,"d":"1.50E-05"},{"v":4.0761368e-05,"d":"4.08E-05"},{"v":-1.7527267E-6,"d":"-1.75E-06"},0,0,0,0,5,0.481,0.603,0.701,0.776,0.837,0.89,0.929,0.954,0.969,0.981,0.987,0.991,0.993,0.995,0.996,0.997,0.998,0.999,0.999,0.999,0.999,0.999,0.999,0.999,0.999,0.999,0.999,0.999,0.999,0.999,0.999,0.999,0.999,0.999,0.999,0.997,0.997,0.997,10,0.231,0.364,0.491,0.602,0.701,0.792,0.863,0.91,0.939,0.963,0.974,0.983,0.986,0.99,0.992,0.995,0.997,0.997,0.999,0.998,0.999,0.999,0.999,0.999,0.999,0.998,0.999,0.999,0.999,0.999,0.999,0.999,0.999,0.999,0.999,0.993,0.993,0.994]
["LAC15","L",2.8294673,-0.015198605,0.017303551,{"v":0.00071009695,"d":"7.10E-04"},{"v":-5.7800793e-05,"d":"-5.78E-05"},{"v":3.3339142e-06,"d":"3.33E-06"},0,0,0,0]
["LAC6","L",2.6561981,-0.013549986,0.013897575,{"v":0.00096270799,"d":"9.63E-04"},{"v":-1.0029633E-4,"d":"-1.00E-04"},{"v":5.4414379E-6,"d":"5.44E-06"},0,0,0,0,5,0,0,0.12,0.29,0.48,0.65,0.78,0.87,0.92,0.955,0.973,0.981,0.987,0.993,0.994,0.996,0.996,0.998,0.999,0.999,0.999,0.999,0,0,0,0,0,0,0,0,0,0,0,0,0,0,0,0]
["LAC7","L",2.6876223,-0.014375187,0.012545954,{"v":1.4642295E-3,"d":"1.46E-03"},{"v":-0.00016982461,"d":"-1.70E-04"},{"v":8.8048639e-06,"d":"8.80E-06"},0,0,0,0,5,0.04,0.1,0.22,0.35,0.51,0.66,0.79,0.87,0.92,0.957,0.977,0.985,0.991,0.994,0.996,0.997,0.998,0.999,0.999,0.999,0.999,0.999,0.998,0.998,0.998,0.998,0.998,0.999,0.998,0.998,0.998,0.998,0.998,0.998,0.998,0.995,0.995,0.995,10,0,0.01,0.05,0.12,0.26,0.43,0.62,0.75,0.85,0.915,0.954,0.97,0.981,0.989,0.991,0.994,0.996,0.999,0.999,0.999,0.999,0.999,0.998,0.997,0.997,0.997,0.996,0.996,0.996,0.996,0.996,0.996,0.996,0.996,0.996,0.989,0.991,0.991]
["LAC8","L",2.8778537,-0.013832906,0.020301185,{"v":0.00027759871,"d":"2.78E-04"},{"v":5.905983E-6,"d":"5.91E-06"},{"v":1.7747647E-7,"d":"1.77E-07"},0,0,0,0,5,0.425,0.554,0.657,0.742,0.814,0.873,0.915,0.943,0.966,0.981,0.988,0.991,0.993,0.994,0.998,0.998,0.999,0.999,0.999,0.999,0.999,0.999,0.999,0.999,0.999,0.999,0.999,0.999,0.999,0.999,0.999,0.999,0.999,0.999,0.999,0.995,0.995,0.995,10,0.18,0.306,0.431,0.551,0.663,0.761,0.838,0.889,0.932,0.962,0.976,0.981,0.986,0.987,0.995,0.996,0.997,0.998,0.998,0.998,0.997,0.999,0.998,0.998,0.999,0.999,0.998,0.998,0.998,0.998,0.999,0.999,0.999,0.999,0.999,0.99,0.99,0.991]
["LAC9","L",2.8081523,-0.014167885,0.017693707,{"v":7.6788759E-4,"d":"7.68E-04"},{"v":-7.4886174e-05,"d":"-7.49E-05"},{"v":4.7044756E-6,"d":"4.70E-06"},0,0,0,0,5,0.343,0.449,0.551,0.65,0.743,0.822,0.883,0.926,0.958,0.975,0.985,0.989,0.992,0.995,0.997,0.998,0.999,0.999,0.999,0.999,0.999,0.999,0.999,0.999,0.999,0.999,0.999,0.999,0.999,0.999,0.999,0.999,0.999,0.999,0.999,0.996,0.997,0.997]
["LACL1","L",2.6475841,-0.012231817,0.015713584,0.00051271652,{"v":-4.03019e-05,"d":"-4.03E-05"},{"v":2.7476766e-06,"d":"2.75E-06"},0,0,0,0,5,0,0,0,0.05,0.24,0.52,0.72,0.84,0.91,0.949,0.97,0.982,0.989,0.994,0.994,0.996,0.999,0.999,0.999,0.999,0.999,0.999,0,0,0,0,0,0,0,0,0,0,0,0,0,0,0,0]
["LACL2","L",2.6736703,-0.010057123,0.017775241,1.2072389E-4,{"v":2.0815625e-05,"d":"2.08E-05"},{"v":-5.8940259E-7,"d":"-5.89E-07"},0,0,0,0,5,0,0,0.21,0.39,0.57,0.72,0.84,0.91,0.949,0.971,0.983,0.989,0.994,0.996,0.996,0.997,0.999,0.999,0.999,0.999,0.999,0.999,0,0,0,0,0,0,0,0,0,0,0,0,0,0,0,0]
["LACL3","L",2.7172727,-0.0098550003,0.019635177,{"v":-9.8257969e-06,"d":"-9.83E-06"},{"v":3.8884585e-05,"d":"3.89E-05"},{"v":-8.0974912e-07,"d":"-8.10E-07"},0,0,0,0,5,0,0,0,0,0,0.24,0.55,0.76,0.87,0.93,0.96,0.975,0.983,0.991,0.994,0.995,0.996,0.998,0.999,0.999,0.999,0.999,0,0,0,0,0,0,0,0,0,0,0,0,0,0,0,0]
["LACL30","L",2.701851,-0.012953218,0.016238178,0.00079218461,{"v":-5.4762575e-05,"d":"-5.48E-05"},{"v":3.2197687E-6,"d":"3.22E-06"},0,0,0,0]
["LACL4","L",2.7252781,-0.0069589323,0.023823214,-0.00089041142,0.00014557274,{"v":-5.3564293e-06,"d":"-5.36E-06"},0,0,0,0,5,0,0,0,0,0,0.14,0.47,0.72,0.86,0.929,0.96,0.977,0.986,0.993,0.994,0.994,0.997,0.999,0.999,0.999,0.999,0.999,0,0,0,0,0,0,0,0,0,0,0,0,0,0,0,0]
["LACL5","L",2.8055241,-0.0081683943,0.022079882,{"v":8.9419054e-05,"d":"8.94E-05"},{"v":2.0885583e-05,"d":"2.09E-05"},{"v":4.5259666e-07,"d":"4.53E-07"},0,0,0,0,5,0,0,0,0,0.1,0.39,0.67,0.83,0.92,0.957,0.977,0.988,0.991,0.994,0.995,0.996,0.997,0.999,0.999,0.999,0.999,0.999,0,0,0,0,0,0,0,0,0,0,0,0,0,0,0,0]
["LACL6","L",2.64796,-0.012602603,0.014669895,0.00053000747,{"v":-4.6413407e-05,"d":"-4.64E-05"},{"v":2.6785061E-6,"d":"2.68E-06"},0,0,0,0,5,0.03,0.13,0.31,0.49,0.64,0.77,0.86,0.91,0.95,0.972,0.983,0.99,0.994,0.996,0.998,0.999,0.999,0.999,0.999,0.999,0.999,0.999,0,0,0,0,0,0,0,0,0,0,0,0,0,0,0,0]
["LACL60","L",2.6490884,-0.014159869,0.014451135,0.00052707873,{"v":-4.3447523e-05,"d":"-4.34E-05"},{"v":2.4612971e-06,"d":"2.46E-06"},0,0,0,0,5,0.28,0.41,0.54,0.65,0.76,0.84,0.9,0.94,0.96,0.976,0.984,0.99,0.993,0.995,0.996,0.997,0.998,0.999,0.999,0.998,0.999,0.999,0.999,0.999,0.999,0.999,0.999,0.999,0.999,0.999,0.999,0.999,0.999,0.999,0.999,0.995,0.996,0.997]
["LACL7","L",2.7437044,-0.014434967,0.015407235,0.00085744117,{"v":-8.0273305e-05,"d":"-8.03E-05"},{"v":4.1868055e-06,"d":"4.19E-06"},0,0,0,0,5,0,0.06,0.16,0.32,0.48,0.63,0.76,0.85,0.91,0.948,0.969,0.981,0.987,0.991,0.993,0.994,0.997,0.998,0.999,0.999,0.999,0.999,0,0,0,0,0,0,0,0,0,0,0,0,0,0,0,0]
["LACL8","L",2.7617603,-0.010965348,0.018690425,{"v":0.00038729932,"d":"3.87E-04"},{"v":-2.4698516E-6,"d":"-2.47E-06"},{"v":4.6547653e-07,"d":"4.65E-07"},0,0,0,0,5,0,0,0.05,0.16,0.29,0.48,0.65,0.79,0.88,0.93,0.959,0.975,0.983,0.989,0.99,0.993,0.996,0.997,0.998,0.999,0.999,0.999,0,0,0,0,0,0,0,0,0,0,0,0,0,0,0,0]
["LACL9","L",2.7575029,-0.0096805678,0.019992375,0.00038659868,{"v":-1.186911e-06,"d":"-1.19E-06"},{"v":8.6085934e-07,"d":"8.61E-07"},0,0,0,0,5,0,0,0,0,0,0.16,0.49,0.74,0.87,0.935,0.965,0.978,0.988,0.994,0.996,0.996,0.998,0.999,0.999,0.999,0.999,0.999,0,0,0,0,0,0,0,0,0,0,0,0,0,0,0,0]
["LAF2","L",2.9657374,-0.0096571624,0.026024525,0.00036684641,{"v":2.8205551e-05,"d":"2.82E-05"},{"v":-1.3739929e-07,"d":"-1.37E-07"},0,0,0,0,5,0,0,0,0.053,0.228,0.468,0.671,0.809,0.895,0.946,0.969,0.982,0.988,0.993,0.994,0.995,0.997,0.998,0.999,0.999,0.998,0.999,0.999,0.999,0.999,0.999,0.999,0.999,0.999,0.999,0.999,0.999,0.999,0.999,0.999,0.999,0.998,0.998,10,0,0,0,0,0.052,0.219,0.45,0.655,0.801,0.895,0.94,0.965,0.977,0.985,0.987,0.99,0.994,0.996,0.999,0.997,0.996,0.997,0.998,0.999,0.999,0.999,0.999,0.999,0.999,0.999,0.999,0.999,0.999,0.999,0.999,0.998,0.997,0.997]
["LAF20","L",2.9669687,-0.011941474,0.0260588,2.5771896E-4,{"v":4.5157874e-05,"d":"4.52E-05"},{"v":-7.6461721e-07,"d":"-7.65E-07"},0,0,0,0,5,0,0,0,0.05,0.26,0.52,0.71,0.82,0.89,0.93,0.958,0.972,0.98,0.987,0.991,0.994,0.996,0.997,0.998,0.998,0.998,0.999,0,0,0,0,0,0,0,0,0,0,0,0,0,0,0,0]
["LAF3","L",2.8789799,-0.00872923699999999,0.024425656,{"v":4.5491773e-05,"d":"4.55E-05"},{"v":4.2802928E-5,"d":"4.28E-05"},{"v":-7.2834306e-07,"d":"-7.28E-07"},0,0,0,0,5,0,0,0,0.024,0.16,0.43,0.68,0.83,0.91,0.95,0.971,0.982,0.988,0.993,0.994,0.996,0.998,0.999,0.999,0.999,0.999,0.999,0.999,0.999,0.998,0.999,0.999,0.998,0.999,0.998,0.999,0.999,0.999,0.999,0.999,0.998,0.998,0.998,10,0,0,0,0,0.02,0.19,0.46,0.68,0.82,0.9,0.943,0.965,0.975,0.986,0.987,0.991,0.996,0.997,0.997,0.997,0.997,0.999,0.997,0.997,0.996,0.997,0.997,0.997,0.997,0.997,0.997,0.997,0.997,0.998,0.997,0.996,0.995,0.995]
["LAF30","L",2.8839201,-0.012159745,0.021889903,0.00062764743,{"v":-1.7663297e-05,"d":"-1.77E-05"},{"v":1.7363059E-6,"d":"1.74E-06"},0,0,0,0]
["LAF7","L",2.9660111,-0.0094242673,0.029319798,{"v":0.0020277051,"d":"2.03E-03"},{"v":-2.2010621E-4,"d":"-2.20E-04"},{"v":1.9722061e-05,"d":"1.97E-05"},0,0,0,0,5,0,0,0,0,0,0,0,0.22,0.54,0.76,0.86,0.92,0.94,0.971,0.982,0.988,0.993,0.997,0.999,0.999,0.999,0.999,0,0,0,0,0,0,0,0,0,0,0,0,0,0,0,0]
["LAFL1","L",2.7846243,-0.010197101,0.019021911,{"v":0.00090084507,"d":"9.01E-04"},{"v":-5.7427121e-05,"d":"-5.74E-05"},{"v":3.4515046e-06,"d":"3.45E-06"},0,0,0,0,5,0,0,0,0,0,0.06,0.28,0.59,0.8,0.9,0.94,0.967,0.98,0.99,0.994,0.996,0.997,0.999,0.999,0.999,0.999,0.999,0,0,0,0,0,0,0,0,0,0,0,0,0,0,0,0]
["LAFL2","L",2.8178044,-0.010126306,0.020989819,6.0692316E-4,{"v":-2.1975044e-05,"d":"-2.20E-05"},{"v":2.0172856E-6,"d":"2.02E-06"},0,0,0,0,5,0,0,0,0,0,0.17,0.49,0.74,0.87,0.93,0.965,0.979,0.988,0.994,0.996,0.997,0.998,0.999,0.999,0.999,0.999,0.999,0.999,0.999,0.999,0.999,0.999,0.999,0.999,0.999,0.999,0.999,0.999,0.999,0.999,0.997,0.997,0.997]
["LAFL20","L",2.7678069,-0.0086748988,0.022123547,{"v":9.1488553e-05,"d":"9.15E-05"},{"v":4.8228671e-05,"d":"4.82E-05"},{"v":-1.3743503e-06,"d":"-1.37E-06"},0,0,0,0,5,0,0,0,0,0,0.05,0.37,0.67,0.83,0.92,0.954,0.974,0.983,0.991,0.994,0.995,0.996,0.997,0.999,0.999,0.999,0.999,0,0,0,0,0,0,0,0,0,0,0,0,0,0,0,0]
["LAFL23","L",2.7923452,-0.0099241826,0.020800864,0.00041652353,{"v":-7.9239976E-7,"d":"-7.92E-07"},{"v":1.051168E-6,"d":"1.05E-06"},0,0,0,0]
["LAFL3","L",2.8308269,-0.011654731,0.019272361,0.0012580736,-1.0702641E-4,{"v":6.2645405e-06,"d":"6.26E-06"},0,0,0,0,5,0,0,0,0,0,0.11,0.43,0.71,0.86,0.93,0.962,0.977,0.986,0.991,0.992,0.994,0.996,0.997,0.999,0.999,0.999,0.999,0,0,0,0,0,0,0,0,0,0,0,0,0,0,0,0]
["LAFL4","L",2.8554713,-0.0096096763,0.029421326,-1.076041E-3,0.00023612388,{"v":-1.0372073E-5,"d":"-1.04E-05"},0,0,0,0,5,0,0,0,0,0,0,0.11,0.48,0.76,0.89,0.94,0.963,0.976,0.986,0.989,0.992,0.993,0.996,0.998,0.998,0.999,0.999,0,0,0,0,0,0,0,0,0,0,0,0,0,0,0,0]
["LAFL5","L",2.8781941,-0.0063357213,0.029361636,-0.00070868859,0.00014722759,{"v":-4.1903451e-06,"d":"-4.19E-06"},0,0,0,0,5,0,0,0,0,0,0,0.06,0.35,0.63,0.8,0.89,0.94,0.962,0.982,0.987,0.989,0.993,0.996,0.998,0.996,0.998,0.999,0,0,0,0,0,0,0,0,0,0,0,0,0,0,0,0]
["LAFL6","L",2.8831554,-0.010505929,0.025463467,0.00055020974,{"v":1.4430656E-5,"d":"1.44E-05"},{"v":2.0660893e-06,"d":"2.07E-06"},0,0,0,0,5,0,0,0,0,0,0,0,0.21,0.52,0.73,0.86,0.92,0.952,0.977,0.985,0.988,0.991,0.993,0.997,0.996,0.996,0.999,0,0,0,0,0,0,0,0,0,0,0,0,0,0,0,0]
["LBC3N","L",2.5388484,-6.6855865E-3,0.015111456,-1.5247241E-4,{"v":4.8340116e-05,"d":"4.83E-05"},{"v":-2.4061785e-06,"d":"-2.41E-06"},0,0,0,0,5,0.1798,0.3365,0.4861,0.6243,0.7418,0.8357,0.9002,0.9411,0.9688,0.9805,0.9853,0.991,0.9931,0.9942,0.9938,0.9954,0.9958,0.9976,0.9986,0.9988,0.998,0.9979,0.999,0.999,0.999,0.999,0.999,0.999,0.999,0.999,0.999,0.999,0.999,0.999,0.999,0.999,0.997,0.996,10,0.0323,0.1133,0.2363,0.3898,0.5502,0.6984,0.8104,0.8856,0.9385,0.9613,0.9708,0.9821,0.9862,0.9884,0.9877,0.9908,0.9917,0.9952,0.9972,0.9975,0.996,0.9958,0.999,0.999,0.999,0.999,0.999,0.999,0.999,0.999,0.999,0.999,0.999,0.999,0.999,0.999,0.995,0.993]
["MBACD12","L",2.468781,-0.01062639,0.01325184,0.0004048612,{"v":-2.974799E-5,"d":"-2.97E-05"},{"v":1.825884e-06,"d":"1.83E-06"},0,0,0,0,5,0.16,0.297,0.469,0.643,0.782,0.876,0.932,0.964,0.982,0.99,0.994,0.996,0.998,0.998,0.998,0.999,0.999,0.999,0.999,0.999,0.999,0.999,0.999,0.998,0.998,0.998,0.998,0.998,0.998,0.998,0.998,0.998,0.998,0.998,0.999,0.998,0.998,0.998,10,0.026,0.088,0.22,0.413,0.612,0.768,0.869,0.929,0.964,0.981,0.988,0.993,0.996,0.997,0.996,0.998,0.999,0.999,0.999,0.999,0.999,0.999,0.998,0.996,0.997,0.996,0.996,0.995,0.995,0.995,0.996,0.996,0.996,0.997,0.997,0.996,0.996,0.996]
["MBACD15","L",2.590919,-0.01259476,0.01520205,2.99998E-4,{"v":-1.131547E-5,"d":"-1.13E-05"},{"v":9.15464e-07,"d":"9.15E-07"},0,0,0,0,5,0.177,0.333,0.481,0.602,0.753,0.847,0.91,0.949,0.972,0.984,0.99,0.993,0.995,0.996,0.996,0.997,0.998,0.998,0.999,0.998,0.998,0.998,0.999,0.998,0.998,0.998,0.998,0.998,0.998,0.998,0.998,0.998,0.998,0.998,0.999,0.998,0.998,0.998,10,0.031,0.111,0.231,0.363,0.567,0.718,0.827,0.9,0.945,0.968,0.979,0.985,0.989,0.991,0.992,0.995,0.996,0.996,0.997,0.996,0.996,0.997,0.998,0.996,0.997,0.996,0.996,0.995,0.995,0.995,0.996,0.996,0.996,0.997,0.997,0.996,0.996,0.996]
["MBACD5N","L",2.48951,-0.01224496,0.01294262,3.490449E-4,{"v":-1.777228e-05,"d":"-1.78E-05"},{"v":9.11371899999999e-07,"d":"9.11E-07"},0,0,0,0,5,0.144,0.264,0.421,0.587,0.731,0.838,0.907,0.949,0.973,0.986,0.992,0.995,0.997,0.998,0.999,0.999,0.999,0.999,0.999,0.999,0.999,0.999,0.998,0.997,0.996,0.996,0.996,0.996,0.996,0.996,0.996,0.995,0.996,0.996,0.996,0.991,0.994,0.995,10,0.021,0.07,0.177,0.344,0.534,0.702,0.822,0.9,0.946,0.972,0.984,0.99,0.994,0.996,0.997,0.998,0.999,0.999,0.999,0.999,0.999,0.999,0.996,0.994,0.993,0.992,0.992,0.992,0.991,0.991,0.991,0.99,0.991,0.992,0.992,0.981,0.989,0.99]
["MBAF41","L",2.5271383,-0.01056917,0.015772252,1.4521762E-3,-0.00015310738,{"v":1.2498005E-5,"d":"1.25E-05"},0,0,0,0,5,0,0,0,0,0,0,0,0.06,0.44,0.75,0.89,0.941,0.965,0.984,0.99,0.992,0.994,0.996,0.998,0.998,0.998,0.998,0,0,0,0,0,0,0,0,0,0,0,0,0,0,0,0]
["MCBACD12","L",2.468781,-0.01062639,0.01325184,0.0004048612,{"v":-2.974799E-5,"d":"-2.97E-05"},{"v":1.825884e-06,"d":"1.83E-06"},0,0,0,0,5,0.122,0.286,0.493,0.681,0.823,0.903,0.951,0.978,0.989,0.994,0.996,0.997,0.999,0.999,0.999,0.999,0.999,0.999,0.999,0.999,0.999,0.999,0.998,0.997,0.996,0.996,0.996,0.996,0.996,0.996,0.996,0.995,0.996,0.996,0.996,0.991,0.994,0.995,10,0.015,0.082,0.243,0.464,0.677,0.816,0.904,0.956,0.977,0.989,0.991,0.994,0.999,0.999,0.998,0.999,0.997,0.997,0.997,0.997,0.998,0.997,0.996,0.994,0.993,0.992,0.992,0.991,0.991,0.991,0.991,0.99,0.991,0.992,0.992,0.981,0.989,0.99]
["MCBACD5N","L",2.48951,-0.01224496,0.01294262,3.490449E-4,{"v":-1.777228e-05,"d":"-1.78E-05"},{"v":9.113719E-7,"d":"9.11E-07"},0,0,0,0,5,0.193,0.322,0.482,0.639,0.775,0.866,0.928,0.958,0.982,0.99,0.994,0.996,0.997,0.998,0.998,0.999,0.999,0.999,0.999,0.999,0.999,0.999,0.998,0.997,0.996,0.996,0.996,0.996,0.996,0.996,0.996,0.995,0.996,0.996,0.996,0.991,0.994,0.995,10,0.037,0.104,0.233,0.408,0.6,0.75,0.861,0.919,0.965,0.98,0.988,0.992,0.995,0.995,0.997,0.998,0.997,0.997,0.997,0.997,0.997,0.997,0.996,0.994,0.993,0.992,0.992,0.992,0.991,0.991,0.991,0.99,0.991,0.992,0.992,0.981,0.989,0.99]
["MCFCD1M20","L",2.2209418,-0.0074830372,0.0062463392,0.00071157759,{"v":-8.22742539999999e-05,"d":"-8.23E-05"},{"v":4.0430546e-06,"d":"4.04E-06"},0,0,0,0,5,0.019,0.066,0.167,0.334,0.537,0.721,0.852,0.929,0.968,0.986,0.993,0.997,0.998,0.998,0.998,0.998,0.999,0.999,0.999,0.999,0.999,0.999,0.998,0.998,0.998,0.998,0.998,0.998,0.999,0.999,0.999,0.999,0.999,0.999,0.999,0.999,0.998,0.999,10,0,0,0.028,0.112,0.288,0.52,0.726,0.863,0.938,0.972,0.987,0.993,0.996,0.995,0.996,0.997,0.998,0.999,0.999,0.999,0.998,0.998,0.999,0.999,0.999,0.999,0.999,0.999,0.999,0.999,0.999,0.999,0.999,0.999,0.999,0.997,0.997,0.997]
["MCFCD50020","L",2.3850427,-0.007914269,0.00948868519999999,0.00057980093,{"v":-6.0011677e-05,"d":"-6.00E-05"},{"v":3.0355422e-06,"d":"3.04E-06"},0,0,0,0,5,0,0.014,0.059,0.16,0.331,0.536,0.722,0.853,0.931,0.969,0.986,0.993,0.996,0.997,0.997,0.998,0.999,0.999,0.999,0.999,0.999,0.999,0.998,0.998,0.998,0.998,0.998,0.998,0.999,0.999,0.999,0.999,0.999,0.999,0.999,0.999,0.998,0.999,10,0,0,0,0.026,0.109,0.287,0.521,0.728,0.867,0.939,0.972,0.986,0.993,0.994,0.995,0.996,0.998,0.999,0.999,0.999,0.998,0.998,0.999,0.999,0.999,0.999,0.999,0.999,0.999,0.999,0.999,0.999,0.999,0.999,0.999,0.997,0.997,0.997]
["MCFD80","L",2.761638,{"v":-0.01132633,"d":"-1.13E-02"},{"v":0.02865346,"d":"2.87E-02"},{"v":0.001529038,"d":"1.53E-03"},{"v":-8.743577e-05,"d":"-8.74E-05"},{"v":1.496579e-05,"d":"1.50E-05"},0,0,0,0,5,0.512,0.813,0.928,0.965,0.985,0.99,0.993,0.995,0.996,0.998,0.999,0.999,0.999,0.999,0.999,0.999,0.998,0.998,0.999,0.999,0.999,0.999,0.999,0.999,0.999,0.999,0.997,0.995,0.995,10,0.263,0.661,0.861,0.931,0.97,0.981,0.986,0.989,0.993,0.997,0.997,0.997,0.998,0.998,0.999,0.999,0.997,0.997,0.997,0.997,0.997,0.997,0.998,0.998,0.998,0.997,0.993,0.989,0.989]
["MCFDS2","L",3.771581,-0.020445364,0.063942579,0.008354547,-0.00082031984,1.0279507E-4,0,0,0,0,5,0,0,0,0,0,0,0,0,0,0,0,0,0.179,0.676,0.88,0.94,0.964,0.977,0.992,0.996,0.996,0.998,0.999,0.998,0.999,0.998,0.999,0.999,0.999,0.999,0.999,0.998,0.999,0.999,0.999,0.999,0.997,0.998,10,0,0,0,0,0,0,0,0,0,0,0,0,0.032,0.457,0.774,0.884,0.928,0.954,0.984,0.993,0.992,0.995,0.998,0.996,0.998,0.996,0.998,0.998,0.998,0.998,0.998,0.996,0.998,0.999,0.998,0.997,0.994,0.995]
["MCFDS91050","L",3.1667902,-0.013141416,0.047178656,2.2684284E-3,{"v":-5.3672387e-05,"d":"-5.37E-05"},{"v":2.5328422E-5,"d":"2.53E-05"},0,0,0,0,5,0,0,0,0,0,0,0,0,0,0.124,0.451,0.729,0.859,0.941,0.964,0.985,0.982,0.988,0.995,0.996,0.996,0.997,0.998,0.999,0.998,0.999,0.999,0.999,0.999,0.999,0.999,0.999,0.999,0.999,0.999,0.997,0.996,0.996,10,0,0,0,0,0,0,0,0,0,0.015,0.204,0.531,0.737,0.885,0.93,0.952,0.965,0.975,0.99,0.993,0.992,0.994,0.996,0.998,0.997,0.999,0.998,0.998,0.998,0.998,0.998,0.999,0.999,0.999,0.999,0.995,0.992,0.993]
["MCLAC130","L",2.813412,-0.01332448,0.01927865,0.0004124452,{"v":-9.940432e-06,"d":"-9.94E-06"},{"v":9.622024e-07,"d":"9.62E-07"},0,0,0,0,5,0.077,0.203,0.341,0.47,0.614,0.741,0.835,0.9,0.947,0.971,0.983,0.99,0.994,0.996,0.997,0.998,0.999,0.999,0.999,0.999,0.999,0.999,0.999,0.999,0.999,0.999,0.999,0.999,0.999,0.999,0.999,0.999,0.999,0.999,0.999,0.999,0.998,0.998,10,0,0.041,0.116,0.221,0.377,0.549,0.698,0.811,0.897,0.943,0.966,0.98,0.987,0.991,0.994,0.996,0.997,0.999,0.999,0.998,0.999,0.999,0.999,0.998,0.999,0.998,0.999,0.999,0.999,0.999,0.999,0.999,0.999,0.999,0.999,0.997,0.997,0.997]
["MCNBF1","L",2.975245,-0.01425016,0.02140074,0.0009755337,{"v":-6.97953e-05,"d":"-6.98E-05"},{"v":4.114924E-6,"d":"4.11E-06"},0,0,0,0,5,0.412,0.584,0.672,0.697,0.823,0.881,0.923,0.953,0.973,0.984,0.991,0.994,0.996,0.997,0.998,0.998,0.999,0.999,0.999,0.999,0.999,0.999,0.999,0.999,0.999,0.999,0.999,0.999,0.999,0.998,0.999,0.999,0.999,0.999,0.998,0.994,0.994,0.994,10,0.17,0.3414,0.451,0.486,0.677,0.775,0.852,0.909,0.946,0.969,0.981,0.988,0.992,0.995,0.996,0.997,0.997,0.998,0.998,0.999,0.999,0.999,0.999,0.999,0.999,0.999,0.999,0.998,0.997,0.997,0.997,0.997,0.997,0.997,0.996,0.988,0.988,0.989]
["MCNBFD130","L",3.173794,-0.01498658,0.02906741,0.001204829,{"v":-5.355158e-05,"d":"-5.36E-05"},{"v":5.27135e-06,"d":"5.27E-06"},0,0,0,0,5,0,0,0,0,0,0.046,0.284,0.601,0.797,0.901,0.942,0.963,0.974,0.984,0.988,0.991,0.993,0.995,0.997,0.997,0.997,0.998,0.998,0.998,0.999,0.998,0.999,0.999,0.999,0.999,0.999,0.999,0.999,0.999,0.999,0.998,0.997,0.997,10,0,0,0,0,0,0,0.08,0.361,0.635,0.811,0.887,0.927,0.949,0.969,0.976,0.981,0.986,0.99,0.993,0.994,0.995,0.996,0.996,0.995,0.997,0.996,0.998,0.998,0.998,0.998,0.998,0.998,0.998,0.998,0.998,0.997,0.993,0.994]
["MCNBFD135","L",3.1819698,-0.014926522,0.028987649,0.0012223654,{"v":-5.2916688e-05,"d":"-5.29E-05"},{"v":4.7807227e-06,"d":"4.78E-06"},0,0,0,0,5,0,0,0,0,0,0.092,0.376,0.671,0.844,0.921,0.956,0.972,0.981,0.989,0.993,0.994,0.997,0.998,0.999,0.999,0.999,0.999,0.999,0.999,0.999,0.999,0.999,0.999,0.999,0.999,0.999,0.999,0.999,0.999,0.999,0.999,0.998,0.998,10,0,0,0,0,0,0,0.142,0.451,0.713,0.848,0.914,0.945,0.963,0.978,0.985,0.989,0.994,0.995,0.999,0.999,0.999,0.999,0.999,0.998,0.999,0.998,0.999,0.999,0.999,0.999,0.999,0.999,0.999,0.999,0.999,0.997,0.997,0.997]
["MCPCD440","L",2.5831471,-0.0097502344,0.013615374,0.00036346122,{"v":-2.1187082E-5,"d":"-2.12E-05"},{"v":1.1536132e-06,"d":"1.15E-06"},0,0,0,0,5,0,0.022,0.063,0.154,0.304,0.489,0.675,0.814,0.903,0.954,0.977,0.988,0.993,0.996,0.996,0.997,0.998,0.998,0.999,0.998,0.998,0.999,0.999,0.998,0.999,0.997,0.997,0.997,0.997,0.997,0.997,0.997,0.997,0.998,0.998,0.997,0.997,0.997,10,0,0,0,0.024,0.092,0.24,0.455,0.663,0.815,0.911,0.954,0.976,0.986,0.991,0.992,0.994,0.996,0.997,0.998,0.997,0.996,0.997,0.997,0.997,0.997,0.994,0.994,0.994,0.994,0.994,0.994,0.994,0.995,0.995,0.996,0.995,0.994,0.994]
["MCPCD5170","L",2.5025436,-0.010321437,0.012433636,0.00021866535,{"v":-5.5793977E-6,"d":"-5.58E-06"},{"v":3.0188383e-07,"d":"3.02E-07"},0,0,0,0,5,0.381,0.51,0.63,0.74,0.831,0.895,0.94,0.967,0.982,0.989,0.993,0.995,0.996,0.996,0.996,0.997,0.998,0.998,0.999,0.998,0.999,0.999,0.999,0.999,0.999,0.999,0.999,0.999,0.999,0.999,0.999,0.999,0.999,0.999,0.999,0.997,0.996,0.996,10,0.145,0.26,0.397,0.547,0.69,0.802,0.884,0.935,0.964,0.978,0.986,0.99,0.991,0.991,0.992,0.994,0.996,0.997,0.998,0.997,0.998,0.998,0.999,0.999,0.999,0.999,0.999,0.999,0.999,0.998,0.998,0.999,0.998,0.998,0.998,0.994,0.992,0.992]
["MCTAF1","L",3.070806,-0.012276924,0.02456566,0.00047436648,{"v":5.432616e-07,"d":"5.43E-07"},{"v":6.59766609999999e-07,"d":"6.60E-07"},0,0,0,0,5,0.217,0.34,0.429,0.449,0.668,0.773,0.855,0.912,0.949,0.971,0.983,0.989,0.992,0.995,0.996,0.997,0.998,0.999,0.999,0.998,0.999,0.999,0.999,0.999,0.999,0.999,0.999,0.999,0.999,0.999,0.999,0.999,0.999,0.999,0.999,0.999,0.998,0.998,10,0.047,0.116,0.184,0.202,0.446,0.598,0.731,0.831,0.9,0.942,0.966,0.978,0.985,0.99,0.992,0.994,0.996,0.997,0.998,0.997,0.997,0.998,0.998,0.998,0.998,0.999,0.999,0.998,0.998,0.998,0.998,0.998,0.998,0.998,0.998,0.997,0.996,0.997]
["MCTAF101100","L",3.0591566,-0.013604717,0.024624272,0.00041834242,{"v":2.5361908E-6,"d":"2.54E-06"},{"v":7.998082e-07,"d":"8.00E-07"},0,0,0,0,5,0.266,0.444,0.543,0.538,0.737,0.817,0.878,0.922,0.951,0.972,0.982,0.988,0.991,0.995,0.996,0.997,0.998,0.999,0.999,0.999,0.999,0.999,0.999,0.999,0.999,0.999,0.999,0.999,0.999,0.999,0.999,0.999,0.999,0.999,0.999,0.996,0.996,0.996,10,0.0709999999999999,0.197,0.295,0.289,0.543,0.668,0.77,0.85,0.905,0.944,0.964,0.976,0.983,0.989,0.992,0.994,0.996,0.997,0.998,0.998,0.998,0.998,0.998,0.998,0.998,0.998,0.999,0.999,0.999,0.999,0.999,0.999,0.999,0.999,0.999,0.992,0.992,0.993]
["MCTAF105","L",3.0705638,-0.013310234,0.025280355,2.1829234E-4,{"v":3.2555293e-05,"d":"3.26E-05"},{"v":-8.1300421e-07,"d":"-8.13E-07"},0,0,0,0,5,0.156,0.314,0.439,0.464,0.684,0.779,0.854,0.909,0.945,0.969,0.981,0.988,0.992,0.996,0.997,0.998,0.999,0.999,0.999,0.999,0.999,0.999,0.999,0.999,0.999,0.999,0.999,0.999,0.999,0.999,0.999,0.999,0.999,0.999,0.999,0.997,0.997,0.997,10,0.024,0.098,0.193,0.215,0.468,0.607,0.729,0.826,0.892,0.939,0.962,0.977,0.984,0.991,0.995,0.997,0.997,0.999,0.999,0.999,0.999,0.999,0.999,0.999,0.999,0.997,0.998,0.998,0.998,0.998,0.999,0.999,0.999,0.999,0.999,0.994,0.995,0.994]
["MCTAF3115","L",3.164475,-0.013801295,0.027926276,5.7403E-4,{"v":9.8223773e-07,"d":"9.82E-07"},{"v":1.3284244e-06,"d":"1.33E-06"},0,0,0,0,5,0.166,0.34,0.468,0.498,0.684,0.777,0.849,0.902,0.941,0.964,0.977,0.985,0.989,0.994,0.995,0.997,0.998,0.998,0.999,0.999,0.999,0.999,0.999,0.999,0.999,0.999,0.999,0.999,0.999,0.999,0.999,0.999,0.999,0.999,0.999,0.998,0.998,0.998,10,0.028,0.115,0.219,0.248,0.468,0.604,0.72,0.814,0.886,0.928,0.955,0.97,0.978,0.987,0.991,0.993,0.995,0.996,0.998,0.998,0.998,0.999,0.999,0.999,0.999,0.9989,0.999,0.998,0.999,0.999,0.999,0.9986,0.999,0.999,0.999,0.997,0.996,0.997]
["MCTAF401","L",3.07279,-0.01366385,0.02527346,0.000612182,{"v":-1.147045E-5,"d":"-1.15E-05"},{"v":1.543e-06,"d":"1.54E-06"},0,0,0,0,5,0,0,0,0.085,0.333,0.575,0.748,0.852,0.917,0.952,0.971,0.981,0.987,0.992,0.994,0.995,0.997,0.998,0.999,0.998,0.998,0.997,0.996,0.997,0.996,0.996,0.996,0.997,0.997,0.997,0.997,0.998,0.998,0.998,0.998,0.998,0.997,0.997,10,0,0,0,0,0.111,0.331,0.56,0.726,0.84,0.907,0.943,0.962,0.975,0.984,0.988,0.991,0.991,0.991,0.991,0.991,0.991,0.991,0.993,0.993,0.992,0.992,0.993,0.994,0.995,0.994,0.995,0.995,0.995,0.996,0.996,0.995,0.995,0.994]
["MCTAFD305","L",3.327184,-0.01343242,0.033398,0.001006047,{"v":-2.136908E-5,"d":"-2.14E-05"},{"v":3.972561e-06,"d":"3.97E-06"},0,0,0,0,5,0,0,0,0,0,0,0.155,0.452,0.714,0.851,0.919,0.952,0.969,0.985,0.989,0.993,0.995,0.997,0.999,0.999,0.999,0.999,0.998,0.997,0.997,0.998,0.997,0.997,0.997,0.997,0.997,0.997,0.997,0.997,0.998,0.998,0.998,0.998,10,0,0,0,0,0,0,0.024,0.204,0.509,0.724,0.845,0.906,0.939,0.97,0.979,0.986,0.99,0.995,0.997,0.996,0.995,0.995,0.995,0.995,0.994,0.996,0.994,0.993,0.994,0.993,0.994,0.994,0.994,0.995,0.996,0.996,0.996,0.995]
["MCTAFD307","L",3.4286062,-0.013845333,0.037363009,1.1894554E-3,{"v":-1.5979979e-05,"d":"-1.60E-05"},{"v":5.1827398e-06,"d":"5.18E-06"},0,0,0,0,5,0,0,0,0,0,0,0,0.202,0.507,0.755,0.866,0.92,0.948,0.972,0.982,0.987,0.99,0.993,0.996,0.997,0.997,0.998,0.998,0.998,0.998,0.999,0.999,0.999,0.999,0.999,0.999,0.999,0.999,0.999,0.999,0.998,0.997,0.997,10,0,0,0,0,0,0,0,0.041,0.257,0.571,0.749,0.847,0.898,0.946,0.965,0.975,0.981,0.986,0.993,0.994,0.994,0.995,0.996,0.996,0.996,0.998,0.998,0.997,0.997,0.997,0.997,0.998,0.997,0.998,0.997,0.996,0.994,0.995]
["MCTAFD5150","L",3.2288052,-0.014433046,0.029863488,0.00082119282,{"v":-1.0943492e-05,"d":"-1.09E-05"},{"v":2.5804939E-6,"d":"2.58E-06"},0,0,0,0,5,0,0,0,0,0,0.023,0.296,0.608,0.816,0.906,0.949,0.969,0.98,0.989,0.993,0.995,0.996,0.997,0.999,0.999,0.999,0.999,0.999,0.999,0.999,0.999,0.999,0.999,0.999,0.999,0.999,0.999,0.999,0.999,0.999,0.998,0.998,0.998,10,0,0,0,0,0,0,0.088,0.369,0.666,0.821,0.9,0.94,0.96,0.979,0.985,0.99,0.993,0.995,0.997,0.998,0.998,0.999,0.999,0.999,0.999,0.999,0.998,0.999,0.999,0.999,0.999,0.999,0.999,0.999,0.999,0.997,0.996,0.996]
["MFCD1","L",2.2189068,-0.0061707065,0.0080887631,0.00013357782,{"v":1.9476186E-7,"d":"1.95E-07"},{"v":-2.2577804e-07,"d":"-2.26E-07"},0,0,0,0,5,0.019,0.066,0.167,0.334,0.537,0.721,0.852,0.929,0.968,0.986,0.993,0.997,0.998,0.998,0.998,0.998,0.999,0.999,0.999,0.999,0.999,0.999,0.998,0.998,0.998,0.998,0.998,0.998,0.999,0.999,0.999,0.999,0.999,0.999,0.999,0.999,0.998,0.999,10,0,0,0.028,0.112,0.288,0.52,0.726,0.863,0.938,0.972,0.987,0.993,0.996,0.995,0.996,0.997,0.998,0.999,0.999,0.999,0.998,0.998,0.999,0.999,0.999,0.999,0.999,0.999,0.999,0.999,0.999,0.999,0.999,0.999,0.999,0.997,0.997,0.997]
["MFCD500","L",2.3841554,-0.0078084423,0.0097130883,0.00049959889,{"v":-4.7303224e-05,"d":"-4.73E-05"},{"v":2.3205441e-06,"d":"2.32E-06"},0,0,0,0,5,0,0.014,0.059,0.16,0.331,0.536,0.722,0.853,0.931,0.969,0.986,0.993,0.996,0.997,0.997,0.998,0.999,0.999,0.999,0.999,0.999,0.999,0.998,0.998,0.998,0.998,0.998,0.998,0.999,0.999,0.999,0.999,0.999,0.999,0.999,0.999,0.998,0.999,10,0,0,0,0.026,0.109,0.287,0.521,0.728,0.867,0.939,0.972,0.986,0.993,0.994,0.995,0.996,0.998,0.999,0.999,0.999,0.998,0.998,0.999,0.999,0.999,0.999,0.999,0.999,0.999,0.999,0.999,0.999,0.999,0.999,0.999,0.997,0.997,0.997]
["MFD60","L",3.118031,-0.01485523,0.04218035,0.00291458,-1.719701E-4,{"v":3.044995e-05,"d":"3.04E-05"},0,0,0,0,5,0,0,0,0,0,0,0,0,0,0,0.482,0.73,0.84,0.919,0.949,0.965,0.974,0.982,0.993,0.997,0.996,0.998,0.998,0.998,0.999,0.999,0.999,0.999,0.999,0.999,0.999,0.999,0.999,0.999,0.999,0.999,0.998,0.998]
["MFD80","L",2.761638,-0.01132633,0.02865346,0.001529038,{"v":-8.743577e-05,"d":"-8.74E-05"},{"v":1.496579e-05,"d":"1.50E-05"},0,0,0,0,5,0,0,0,0,0,0,0,0,0.166,0.461,0.723,0.858,0.914,0.955,0.97,0.978,0.984,0.988,0.995,0.997,0.997,0.997,0.998,0.998,0.998,0.999,0.999,0.999,0.999,0.999,0.999,0.999,0.999,0.999,0.999,0.995,0.997,0.997,10,0,0,0,0,0,0,0,0,0.027,0.213,0.523,0.736,0.836,0.911,0.941,0.957,0.968,0.976,0.99,0.994,0.994,0.994,0.996,0.996,0.996,0.998,0.998,0.998,0.997,0.997,0.998,0.998,0.998,0.998,0.997,0.99,0.994,0.994]
["MFDS1","L",3.4984224,-0.01689542,0.057567078,0.0051693668,-0.0003996631,{"v":6.2368582e-05,"d":"6.24E-05"},0,0,0,0,5,0,0,0,0,0,0,0,0,0,0,0,0.181,0.457,0.801,0.907,0.947,0.965,0.976,0.992,0.996,0.997,0.997,0.998,0.998,0.998,0.998,0.998,0.999,0.999,0.999,0.999,0.999,0.999,0.999,0.999,0.999,0.998,0.998,10,0,0,0,0,0,0,0,0,0,0,0,0.033,0.209,0.641,0.823,0.896,0.932,0.953,0.983,0.993,0.994,0.995,0.996,0.996,0.997,0.996,0.996,0.997,0.998,0.998,0.999,0.999,0.999,0.999,0.999,0.998,0.995,0.996]
["MFDS2","L",3.771581,-0.020445364,0.063942579,0.008354547,-0.00082031984,1.0279507E-4,0,0,0,0,5,0,0,0,0,0,0,0,0,0,0,0,0,0.143,0.578,0.802,0.89,0.931,0.955,0.986,0.995,0.997,0.998,0.999,0.999,0.999,0.998,0.999,0.999,0.999,0.999,0.999,0.999,0.999,0.999,0.999,0.999,0.998,0.999,10,0,0,0,0,0,0,0,0,0,0,0,0,0.02,0.334,0.643,0.792,0.867,0.911,0.972,0.991,0.994,0.997,0.999,0.999,0.999,0.997,0.998,0.999,0.999,0.999,0.999,0.999,0.998,0.998,0.998,0.998,0.997,0.997]
["MFDS90","L",3.254933,-0.01621034,0.0462926699999999,3.603167E-3,-0.0002293193,{"v":3.706843e-05,"d":"3.71E-05"},0,0,0,0,5,0,0,0,0,0,0,0,0,0.052,0.298,0.627,0.808,0.887,0.946,0.968,0.977,0.984,0.989,0.995,0.995,0.994,0.996,0.998,0.999,0.998,0.999,0.999,0.999,0.999,0.999,0.999,0.999,0.999,0.999,0.999,0.998,0.997,0.997,10,0,0,0,0,0,0,0,0,0,0.089,0.393,0.653,0.786,0.895,0.937,0.954,0.968,0.977,0.99,0.991,0.988,0.992,0.995,0.997,0.997,0.997,0.998,0.998,0.998,0.999,0.999,0.999,0.999,0.999,0.999,0.996,0.994,0.993]
["MFDS91","L",3.171783,-0.01655488,0.04257286,0.00371048,-0.0002755712,{"v":3.87369e-05,"d":"3.87E-05"},0,0,0,0,5,0,0,0,0,0,0,0,0,0,0,0.39,0.67,0.82,0.91,0.94,0.96,0.972,0.979,0.99,0.994,0.994,0.996,0.997,0.997,0.997,0.997,0.997,0.997,0.998,0.998,0.998,0.998,0.998,0.999,0.999,0.998,0.997,0.997]
["MFDS910","L",3.165987,-0.01349196,0.04649918,2.471413E-3,{"v":-8.659596e-05,"d":"-8.66E-05"},{"v":2.725927E-5,"d":"2.73E-05"},0,0,0,0,5,0,0,0,0,0,0,0,0,0,0.138,0.387,0.626,0.772,0.892,0.937,0.958,0.972,0.981,0.994,0.998,0.998,0.999,0.999,0.999,0.999,0.999,0.999,0.999,0.999,0.999,0.999,0.999,0.999,0.999,0.999,0.999,0.999,0.999,10,0,0,0,0,0,0,0,0,0,0.019,0.15,0.392,0.596,0.795,0.877,0.918,0.944,0.962,0.988,0.995,0.995,0.997,0.998,0.998,0.999,0.999,0.999,0.999,0.999,0.999,0.999,0.999,0.999,0.999,0.999,0.999,0.999,0.999]
["MLAC130","L",2.813412,-0.01332448,0.01927865,0.0004124452,{"v":-9.940432e-06,"d":"-9.94E-06"},{"v":9.62202399999999e-07,"d":"9.62E-07"},0,0,0,0,5,0.081,0.186,0.311,0.443,0.584,0.712,0.815,0.889,0.938,0.967,0.981,0.989,0.993,0.996,0.997,0.998,0.999,0.999,0.999,0.999,0.999,0.999,0.999,0.999,0.999,0.999,0.999,0.999,0.999,0.999,0.999,0.999,0.999,0.999,0.999,0.998,0.998,0.999,10,0,0.035,0.096,0.196,0.341,0.507,0.664,0.791,0.88,0.934,0.963,0.978,0.985,0.992,0.995,0.997,0.999,0.999,0.999,0.999,0.999,0.999,0.999,0.999,0.999,0.999,0.999,0.999,0.999,0.999,0.999,0.999,0.999,0.999,0.999,0.997,0.997,0.997]
["MLAC14","L",2.8278386,-0.014773939,0.018211733,0.00049311964,{"v":-2.5486886E-5,"d":"-2.55E-05"},{"v":1.6795487E-6,"d":"1.68E-06"},0,0,0,0,5,0.171,0.28,0.387,0.484,0.637,0.748,0.836,0.898,0.941,0.964,0.978,0.985,0.989,0.993,0.995,0.997,0.998,0.999,0.999,0.999,0.999,0.999,0.999,0.999,0.999,0.999,0.999,0.999,0.999,0.999,0.999,0.999,0.999,0.999,0.999,0.999,0.999,0.999,10,0.029,0.078,0.15,0.234,0.406,0.56,0.699,0.807,0.886,0.93,0.956,0.97,0.978,0.987,0.99,0.994,0.997,0.998,0.999,0.999,0.999,0.999,0.999,0.999,0.999,0.999,0.999,0.999,0.999,0.999,0.999,0.999,0.999,0.999,0.999,0.998,0.998,0.998]
["MLAC8","L",2.8817481,-0.015730804,0.017690493,1.052669E-3,{"v":-9.909308E-5,"d":"-9.91E-05"},{"v":5.5248378e-06,"d":"5.52E-06"},0,0,0,0,5,0,0.24,0.34,0.42,0.59,0.71,0.812999999999999,0.88,0.93,0.96,0.976,0.984,0.989,0.993,0.995,0.996,0.998,0.998,0.999,0.999,0.999,0.999,0.999,0.999,0.999,0.999,0.999,0.999,0.999,0.999,0.999,0.999,0.999,0.999,0.999,0.998,0.998,0.998,10,0,0.05,0.11,0.17,0.35,0.51,0.66,0.78,0.86,0.922,0.952,0.968,0.977,0.986,0.99,0.993,0.995,0.997,0.998,0.997,0.997,0.998,0.998,0.998,0.999,0.998,0.998,0.998,0.998,0.998,0.998,0.998,0.998,0.999,0.999,0.996,0.996,0.996]
["MLAF81","L",2.9167886,-0.012398199,0.026675237,0.00065190504,{"v":4.6956175e-06,"d":"4.70E-06"},{"v":2.691054E-6,"d":"2.69E-06"},0,0,0,0,5,0,0,0,0,0,0.136,0.408,0.668,0.811,0.873,0.909,0.936,0.956,0.976,0.984,0.99,0.994,0.996,0.998,0.999,0.999,0.999,0.999,0.999,0.999,0.999,0.999,0.999,0.999,0.999,0.999,0.999,0.999,0.999,0.998,0.995,0.997,0.997,10,0,0,0,0,0,0.019,0.167,0.446,0.658,0.763,0.826,0.876,0.914,0.952,0.968,0.98,0.988,0.993,0.997,0.998,0.999,0.999,0.999,0.999,0.999,0.999,0.999,0.999,0.999,0.999,0.999,0.999,0.999,0.999,0.995,0.989,0.994,0.995]
["MNBF1","L",2.975245,-0.01425016,0.02140074,0.0009755337,{"v":-6.97953e-05,"d":"-6.98E-05"},{"v":4.114924E-6,"d":"4.11E-06"},0,0,0,0,5,0.179,0.363,0.5,0.572,0.722,0.805,0.87,0.915,0.949,0.969,0.98,0.986,0.99,0.994,0.996,0.997,0.997,0.998,0.999,0.999,0.999,0.999,0.999,0.999,0.999,0.999,0.999,0.999,0.999,0.999,0.999,0.999,0.999,0.999,0.998,0.995,0.997,0.997,10,0.032,0.132,0.25,0.327,0.521,0.648,0.757,0.838,0.901,0.938,0.961,0.972,0.981,0.987,0.991,0.993,0.995,0.997,0.998,0.998,0.998,0.999,0.999,0.999,0.999,0.999,0.999,0.999,0.999,0.999,0.999,0.999,0.999,0.999,0.995,0.989,0.994,0.995]
["MNBFD10","L",3.264623,-0.01581977,0.03225894,0.001709312,-1.081957E-4,{"v":1.058323e-05,"d":"1.06E-05"},0,0,0,0,5,0,0,0,0,0,0,0.099,0.331,0.601,0.776,0.863,0.909,0.936,0.964,0.977,0.985,0.99,0.994,0.999,0.999,0.999,0.999,0.999,0.999,0.998,0.999,0.999,0.999,0.999,0.999,0.999,0.999,0.999,0.999,0.999,0.999,0.999,0.999,10,0,0,0,0,0,0,0,0.109,0.361,0.603,0.745,0.827,0.876,0.929,0.955,0.97,0.981,0.989,0.997,0.999,0.999,0.999,0.997,0.998,0.997,0.998,0.998,0.997,0.997,0.997,0.998,0.998,0.998,0.999,0.999,0.998,0.998,0.998]
["MNBFD13","L",3.1689981,-0.012067958,0.031976674,0.00038552263,{"v":5.3719833e-05,"d":"5.37E-05"},{"v":-3.5356322E-9,"d":"-3.54E-09"},0,0,0,0,5,0,0,0,0,0,0.07,0.34,0.65,0.84,0.92,0.96,0.973,0.981,0.988,0.991,0.993,0.994,0.995,0.996,0.997,0.997,0.998,0,0,0,0,0,0,0,0,0,0,0,0,0,0,0,0]
["MNBFD130","L",3.173794,-0.01498658,0.02906741,0.001204829,{"v":-5.355158e-05,"d":"-5.36E-05"},{"v":5.27135e-06,"d":"5.27E-06"},0,0,0,0,5,0,0,0,0,0,0.086,0.309,0.578,0.778,0.882,0.931,0.957,0.971,0.984,0.989,0.993,0.996,0.998,0.999,0.999,0.999,0.999,0.997,0.997,0.996,0.997,0.996,0.997,0.997,0.997,0.997,0.998,0.998,0.999,0.999,0.997,0.998,0.998,10,0,0,0,0,0,0,0.095,0.334,0.605,0.779,0.868,0.916,0.943,0.968,0.979,0.986,0.992,0.996,0.999,0.999,0.999,0.999,0.993,0.992,0.993,0.991,0.991,0.991,0.992,0.992,0.993,0.995,0.994,0.996,0.998,0.993,0.995,0.995]
["MNBFD82","L",3.188026,-0.01217842,0.03719308,-0.0002817531,0.000180448,{"v":-4.182909e-06,"d":"-4.18E-06"},0,0,0,0,5,0,0,0,0,0,0,0,0.21,0.57,0.8,0.9,0.95,0.97,0.985,0.99,0.993,0.995,0.997,0.998,0.998,0.998,0.999,0,0,0,0,0,0,0,0,0,0,0,0,0,0,0,0]
["MNBFD83","L",3.190758,-0.01402879,0.038036485,0.0023111609,-0.00014244716,{"v":1.9220731e-05,"d":"1.92E-05"},0,0,0,0,5,0,0,0,0,0,0,0,0.07,0.36,0.64,0.8,0.88,0.92,0.96,0.977,0.984,0.989,0.992,0.997,0.997,0.997,0.998,0,0,0,0,0,0,0,0,0,0,0,0,0,0,0,0]
["MPBACD12","L",2.468781,-0.01062639,0.01325184,0.0004048612,{"v":-2.974799E-5,"d":"-2.97E-05"},{"v":1.825884e-06,"d":"1.83E-06"},0,0,0,0,5,0.16,0.297,0.469,0.643,0.782,0.876,0.932,0.964,0.982,0.99,0.994,0.996,0.998,0.998,0.998,0.999,0.999,0.999,0.999,0.999,0.999,0.999,0.999,0.998,0.998,0.998,0.998,0.998,0.998,0.998,0.998,0.998,0.998,0.998,0.999,0.998,0.998,0.998,10,0.026,0.088,0.22,0.413,0.612,0.768,0.869,0.929,0.964,0.981,0.988,0.993,0.996,0.997,0.996,0.998,0.999,0.999,0.999,0.999,0.999,0.999,0.998,0.996,0.997,0.996,0.996,0.995,0.995,0.995,0.996,0.996,0.996,0.997,0.997,0.996,0.996,0.996]
["MPBACD15","L",2.590919,-0.01259476,0.01520205,2.99998E-4,{"v":-1.131547E-5,"d":"-1.13E-05"},{"v":9.15464e-07,"d":"9.15E-07"},0,0,0,0,5,0.177,0.333,0.481,0.602,0.753,0.847,0.91,0.949,0.972,0.984,0.99,0.993,0.995,0.996,0.996,0.997,0.998,0.998,0.999,0.998,0.998,0.998,0.999,0.998,0.998,0.998,0.998,0.998,0.998,0.998,0.998,0.998,0.998,0.998,0.999,0.998,0.998,0.998,10,0.031,0.111,0.231,0.363,0.567,0.718,0.827,0.9,0.945,0.968,0.979,0.985,0.989,0.991,0.992,0.995,0.996,0.996,0.997,0.996,0.996,0.997,0.998,0.996,0.997,0.996,0.996,0.995,0.995,0.995,0.996,0.996,0.996,0.997,0.997,0.996,0.996,0.996]
["MPBACD5N","L",2.48951,-0.01224496,0.01294262,3.490449E-4,{"v":-1.777228e-05,"d":"-1.78E-05"},{"v":9.113719E-7,"d":"9.11E-07"},0,0,0,0,5,0.144,0.264,0.421,0.587,0.731,0.838,0.907,0.949,0.973,0.986,0.992,0.995,0.997,0.998,0.999,0.999,0.999,0.999,0.999,0.999,0.999,0.999,0.998,0.997,0.996,0.996,0.996,0.996,0.996,0.996,0.996,0.995,0.996,0.996,0.996,0.991,0.994,0.995,10,0.021,0.07,0.177,0.344,0.534,0.702,0.822,0.9,0.946,0.972,0.984,0.99,0.994,0.996,0.997,0.998,0.999,0.999,0.999,0.999,0.999,0.999,0.996,0.994,0.993,0.992,0.992,0.992,0.991,0.991,0.991,0.99,0.991,0.992,0.992,0.981,0.989,0.99]
["MPCD4","L",2.582335,-0.00995203899999999,0.01329184,0.0004550621,{"v":-3.327132e-05,"d":"-3.33E-05"},{"v":1.730172E-6,"d":"1.73E-06"},0,0,0,0,5,0,0,0,0.077,0.185,0.353,0.548,0.722,0.85,0.924,0.961,0.98,0.989,0.994,0.996,0.997,0.998,0.999,0.999,0.999,0.999,0.998,0.998,0.998,0.998,0.998,0.998,0.998,0.999,0.999,0.999,0.999,0.999,0.999,0.999,0.999,0.998,0.999,10,0,0,0,0,0.034,0.125,0.3,0.521,0.723,0.854,0.924,0.96,0.977,0.988,0.991,0.994,0.996,0.998,0.999,0.998,0.997,0.996,0.996,0.995,0.996,0.997,0.996,0.997,0.998,0.998,0.998,0.998,0.999,0.999,0.999,0.998,0.997,0.997]
["MPCD41","L",2.528231,-0.01026986,0.01235085,3.943447E-4,{"v":-2.345111e-05,"d":"-2.35E-05"},{"v":1.026736E-6,"d":"1.03E-06"},0,0,0,0,5,0,0,0,0,0.248,0.441,0.636,0.78,0.89,0.947,0.973,0.986,0.992,0.995,0.995,0.997,0.998,0.999,0.999,0.999,0.998,0.998,0.998,0.998,0.998,0.999,0.998,0.998,0.998,0.998,0.998,0.998,0.998,0.999,0.999,0.999,0.999,0.999]
["MPCD51","L",2.502026,-0.01108292,0.0112772,0.0005715408,{"v":-5.587455e-05,"d":"-5.59E-05"},{"v":2.905292e-06,"d":"2.91E-06"},0,0,0,0,5,0.191,0.331,0.476,0.615,0.737,0.834,0.902,0.945,0.971,0.985,0.992,0.995,0.996,0.997,0.998,0.998,0.999,0.999,0.999,0.999,0.999,0.999,0.998,0.998,0.998,0.998,0.998,0.998,0.999,0.999,0.999,0.999,0.999,0.999,0.999,0.999,0.998,0.999,10,0.037,0.11,0.226,0.378,0.544,0.696,0.812999999999999,0.893,0.943,0.97,0.983,0.99,0.993,0.994,0.995,0.997,0.998,0.999,0.999,0.999,0.999,0.999,0.998,0.998,0.998,0.999,0.998,0.999,0.998,0.998,0.998,0.998,0.999,0.999,0.999,0.998,0.997,0.997]
["MPCD55AR","L",2.6366261,{"v":-0.0092645802,"d":"-9.26E-03"},{"v":0.016956609,"d":"1.70E-02"},{"v":2.6444551E-4,"d":"2.64E-04"},{"v":6.1366528e-06,"d":"6.14E-06"},{"v":3.4208341e-07,"d":"3.42E-07"},0,0,0,0,5,0.272,0.489,0.666,0.791,0.874,0.93,0.957,0.973,0.982,0.99,0.993,0.996,0.997,0.998,0.999,0.999,0.999,0.999,0.999,0.999,0.999,0.998,0.998,0.998,0.998,0.998,0.998,0.998,0.998,0.999,0.999,0.998,0.998,0.998,10,0.074,0.239,0.443,0.625,0.764,0.864,0.916,0.948,0.965,0.98,0.987,0.991,0.994,0.996,0.999,0.999,0.999,0.999,0.999,0.998,0.998,0.997,0.997,0.996,0.996,0.996,0.996,0.996,0.991,0.992,0.994,0.99,0.99,0.99]
["MPFCD1M20","L",2.2209418,-0.0074830372,0.0062463392,0.00071157759,{"v":-8.22742539999999e-05,"d":"-8.23E-05"},{"v":4.0430546e-06,"d":"4.04E-06"},0,0,0,0,5,0.019,0.066,0.167,0.334,0.537,0.721,0.852,0.929,0.968,0.986,0.993,0.997,0.998,0.998,0.998,0.998,0.999,0.999,0.999,0.999,0.999,0.999,0.998,0.998,0.998,0.998,0.998,0.998,0.999,0.999,0.999,0.999,0.999,0.999,0.999,0.999,0.998,0.999,10,0,0,0.028,0.112,0.288,0.52,0.726,0.863,0.938,0.972,0.987,0.993,0.996,0.995,0.996,0.997,0.998,0.999,0.999,0.999,0.998,0.998,0.999,0.999,0.999,0.999,0.999,0.999,0.999,0.999,0.999,0.999,0.999,0.999,0.999,0.997,0.997,0.997]
["MPFCD50020","L",2.3850427,-0.007914269,0.00948868519999999,0.00057980093,{"v":-6.0011677e-05,"d":"-6.00E-05"},{"v":3.0355422e-06,"d":"3.04E-06"},0,0,0,0,5,0,0.014,0.059,0.16,0.331,0.536,0.722,0.853,0.931,0.969,0.986,0.993,0.996,0.997,0.997,0.998,0.999,0.999,0.999,0.999,0.999,0.999,0.998,0.998,0.998,0.998,0.998,0.998,0.999,0.999,0.999,0.999,0.999,0.999,0.999,0.999,0.998,0.999,10,0,0,0,0.026,0.109,0.287,0.521,0.728,0.867,0.939,0.972,0.986,0.993,0.994,0.995,0.996,0.998,0.999,0.999,0.999,0.998,0.998,0.999,0.999,0.999,0.999,0.999,0.999,0.999,0.999,0.999,0.999,0.999,0.999,0.999,0.997,0.997,0.997]
["MPFD80","L",2.761638,-0.01132633,0.02865346,0.001529038,{"v":-8.743577e-05,"d":"-8.74E-05"},{"v":1.496579e-05,"d":"1.50E-05"},0,0,0,0,5,0,0,0,0,0,0,0,0,0.166,0.461,0.723,0.858,0.914,0.955,0.97,0.978,0.984,0.988,0.995,0.997,0.997,0.997,0.998,0.998,0.998,0.999,0.999,0.999,0.999,0.999,0.999,0.999,0.999,0.999,0.999,0.995,0.997,0.997,10,0,0,0,0,0,0,0,0,0.027,0.213,0.523,0.736,0.836,0.911,0.941,0.957,0.968,0.976,0.99,0.994,0.994,0.994,0.996,0.996,0.996,0.998,0.998,0.998,0.997,0.997,0.998,0.998,0.998,0.998,0.997,0.99,0.994,0.994]
["MPFDS1","L",3.4984224,-0.01689542,0.057567078,0.0051693668,-0.0003996631,{"v":6.2368582e-05,"d":"6.24E-05"},0,0,0,0,5,0,0,0,0,0,0,0,0,0,0,0,0.181,0.457,0.801,0.907,0.947,0.965,0.976,0.992,0.996,0.997,0.997,0.998,0.998,0.998,0.998,0.998,0.999,0.999,0.999,0.999,0.999,0.999,0.999,0.999,0.999,0.998,0.998,10,0,0,0,0,0,0,0,0,0,0,0,0.033,0.209,0.641,0.823,0.896,0.932,0.953,0.983,0.993,0.994,0.995,0.996,0.996,0.997,0.996,0.996,0.997,0.998,0.998,0.999,0.999,0.999,0.999,0.999,0.998,0.995,0.996]
["MPFDS2","L",3.771581,-0.020445364,0.063942579,0.008354547,-0.00082031984,1.0279507E-4,0,0,0,0,5,0,0,0,0,0,0,0,0,0,0,0,0,0.143,0.578,0.802,0.89,0.931,0.955,0.986,0.995,0.997,0.998,0.999,0.999,0.999,0.998,0.999,0.999,0.999,0.999,0.999,0.999,0.999,0.999,0.999,0.999,0.998,0.999,10,0,0,0,0,0,0,0,0,0,0,0,0,0.02,0.334,0.643,0.792,0.867,0.911,0.972,0.991,0.994,0.997,0.999,0.999,0.999,0.997,0.998,0.999,0.999,0.999,0.999,0.999,0.998,0.998,0.998,0.998,0.997,0.997]
["MPFDS91050","L",3.1667902,-0.013141416,0.047178656,2.2684284E-3,{"v":-5.3672387e-05,"d":"-5.37E-05"},{"v":2.5328422E-5,"d":"2.53E-05"},0,0,0,0,5,0,0,0,0,0,0,0,0,0,0.138,0.387,0.626,0.772,0.892,0.937,0.958,0.972,0.981,0.994,0.998,0.998,0.999,0.999,0.999,0.999,0.999,0.999,0.999,0.999,0.999,0.999,0.999,0.999,0.999,0.999,0.999,0.999,0.999,10,0,0,0,0,0,0,0,0,0,0.019,0.15,0.392,0.596,0.795,0.877,0.918,0.944,0.962,0.988,0.995,0.995,0.997,0.998,0.998,0.999,0.999,0.999,0.999,0.999,0.999,0.999,0.999,0.999,0.999,0.999,0.999,0.999,0.999]
["MPLAC130","L",2.813412,-0.01332448,0.01927865,0.0004124452,{"v":-9.940432e-06,"d":"-9.94E-06"},{"v":9.622024e-07,"d":"9.62E-07"},0,0,0,0,5,0.081,0.186,0.311,0.443,0.584,0.712,0.815,0.889,0.938,0.967,0.981,0.989,0.993,0.996,0.997,0.998,0.999,0.999,0.999,0.999,0.999,0.999,0.999,0.999,0.999,0.999,0.999,0.999,0.999,0.999,0.999,0.999,0.999,0.999,0.999,0.998,0.998,0.999,10,0,0.035,0.096,0.196,0.341,0.507,0.664,0.791,0.88,0.934,0.963,0.978,0.985,0.992,0.995,0.997,0.999,0.999,0.999,0.999,0.999,0.999,0.999,0.999,0.999,0.999,0.999,0.999,0.999,0.999,0.999,0.999,0.999,0.999,0.999,0.997,0.997,0.997]
["MPLAC1480","L",2.8306733,-0.014855863,0.018103472,0.00053539971,{"v":-3.1929778E-5,"d":"-3.19E-05"},{"v":2.0340983e-06,"d":"2.03E-06"},0,0,0,0,5,0.171,0.28,0.387,0.484,0.637,0.748,0.836,0.898,0.941,0.964,0.978,0.985,0.989,0.993,0.995,0.997,0.998,0.999,0.999,0.999,0.999,0.999,0.999,0.999,0.999,0.999,0.999,0.999,0.999,0.999,0.999,0.999,0.999,0.999,0.999,0.999,0.999,0.999,10,0.029,0.078,0.15,0.234,0.406,0.56,0.699,0.807,0.886,0.93,0.956,0.97,0.978,0.987,0.99,0.994,0.997,0.998,0.999,0.999,0.999,0.999,0.999,0.999,0.999,0.999,0.999,0.999,0.999,0.999,0.999,0.999,0.999,0.999,0.999,0.998,0.998,0.998]
["MPLAC830","L",2.8827498,-0.015740789,0.017707976,1.0483265E-3,{"v":-9.8332811e-05,"d":"-9.83E-05"},{"v":5.4828685e-06,"d":"5.48E-06"},0,0,0,0,5,0,0.24,0.34,0.42,0.59,0.71,0.812999999999999,0.88,0.93,0.96,0.976,0.984,0.989,0.993,0.995,0.996,0.998,0.998,0.999,0.999,0.999,0.999,0.9987,0.999,0.9989,0.999,0.999,0.999,0.999,0.999,0.999,0.999,0.999,0.999,0.999,0.998,0.998,0.998,10,0,0.05,0.11,0.17,0.35,0.51,0.66,0.78,0.86,0.922,0.952,0.968,0.977,0.986,0.99,0.993,0.995,0.997,0.998,0.997,0.997,0.998,0.998,0.998,0.999,0.998,0.998,0.998,0.998,0.998,0.998,0.998,0.998,0.999,0.999,0.996,0.996,0.996]
["MPLAF81","L",2.9167886,-0.012398199,0.026675237,0.00065190504,{"v":4.6956175e-06,"d":"4.70E-06"},{"v":2.691054E-6,"d":"2.69E-06"},0,0,0,0,5,0,0,0,0,0,0.136,0.408,0.668,0.811,0.873,0.909,0.936,0.956,0.976,0.984,0.99,0.994,0.996,0.998,0.999,0.999,0.999,0.999,0.999,0.999,0.999,0.999,0.999,0.999,0.999,0.999,0.999,0.999,0.999,0.998,0.995,0.997,0.997,10,0,0,0,0,0,0.019,0.167,0.446,0.658,0.763,0.826,0.876,0.914,0.952,0.968,0.98,0.988,0.993,0.997,0.998,0.999,0.999,0.999,0.999,0.999,0.999,0.999,0.999,0.999,0.999,0.999,0.999,0.999,0.999,0.995,0.989,0.994,0.995]
["MPNBF1","L",2.975245,-0.01425016,0.02140074,0.0009755337,{"v":-6.97953e-05,"d":"-6.98E-05"},{"v":4.114924E-6,"d":"4.11E-06"},0,0,0,0,5,0.179,0.363,0.5,0.572,0.722,0.805,0.87,0.915,0.949,0.969,0.98,0.986,0.99,0.994,0.996,0.997,0.997,0.998,0.999,0.999,0.999,0.999,0.999,0.999,0.999,0.999,0.999,0.999,0.999,0.999,0.999,0.999,0.999,0.999,0.998,0.995,0.997,0.997,10,0.032,0.132,0.25,0.327,0.521,0.648,0.757,0.838,0.901,0.938,0.961,0.972,0.981,0.987,0.991,0.993,0.995,0.997,0.998,0.998,0.998,0.999,0.999,0.999,0.999,0.999,0.999,0.999,0.999,0.999,0.999,0.999,0.999,0.999,0.995,0.989,0.994,0.995]
["MPNBFD1020","L",3.2722586,-0.018817211,0.027264508,3.2789193E-3,-0.00032827672,{"v":2.1743362e-05,"d":"2.17E-05"},0,0,0,0,5,0,0,0,0,0,0,0.099,0.331,0.601,0.776,0.863,0.909,0.936,0.964,0.977,0.985,0.99,0.994,0.999,0.999,0.999,0.999,0.999,0.999,0.998,0.999,0.999,0.999,0.999,0.999,0.999,0.999,0.999,0.999,0.999,0.999,0.999,0.999,10,0,0,0,0,0,0,0,0.109,0.361,0.603,0.745,0.827,0.876,0.929,0.955,0.97,0.981,0.989,0.997,0.999,0.999,0.999,0.997,0.998,0.997,0.998,0.998,0.997,0.997,0.997,0.998,0.998,0.998,0.999,0.999,0.998,0.998,0.998]
["MPNBFD130","L",3.173794,-0.01498658,0.02906741,0.001204829,{"v":-5.355158e-05,"d":"-5.36E-05"},{"v":5.27135e-06,"d":"5.27E-06"},0,0,0,0,5,0,0,0,0,0,0.086,0.309,0.578,0.778,0.882,0.931,0.957,0.971,0.984,0.989,0.993,0.996,0.998,0.999,0.999,0.999,0.999,0.997,0.997,0.996,0.997,0.996,0.997,0.997,0.997,0.997,0.998,0.998,0.999,0.999,0.997,0.998,0.998,10,0,0,0,0,0,0,0.095,0.334,0.605,0.779,0.868,0.916,0.943,0.968,0.979,0.986,0.992,0.996,0.999,0.999,0.999,0.999,0.993,0.992,0.993,0.991,0.991,0.991,0.992,0.992,0.993,0.995,0.994,0.996,0.998,0.993,0.995,0.995]
["MPPCD440","L",2.5831471,-0.0097502344,0.013615374,0.00036346122,{"v":-2.1187082E-5,"d":"-2.12E-05"},{"v":1.1536132e-06,"d":"1.15E-06"},0,0,0,0,5,0,0,0,0.077,0.185,0.353,0.548,0.722,0.85,0.924,0.961,0.98,0.989,0.994,0.996,0.997,0.998,0.999,0.999,0.999,0.999,0.998,0.998,0.998,0.998,0.998,0.998,0.998,0.999,0.999,0.999,0.999,0.999,0.999,0.999,0.999,0.998,0.999,10,0,0,0,0,0.034,0.125,0.3,0.521,0.723,0.854,0.924,0.96,0.977,0.988,0.991,0.994,0.996,0.998,0.999,0.998,0.997,0.996,0.996,0.995,0.996,0.997,0.996,0.997,0.998,0.998,0.998,0.998,0.999,0.999,0.999,0.998,0.997,0.997]
["MPPCD5170","L",2.5025436,-0.010321437,0.012433636,0.00021866535,{"v":-5.5793977E-6,"d":"-5.58E-06"},{"v":3.0188383e-07,"d":"3.02E-07"},0,0,0,0,5,0.191,0.331,0.476,0.615,0.737,0.834,0.902,0.945,0.971,0.985,0.992,0.995,0.996,0.997,0.998,0.998,0.999,0.999,0.999,0.999,0.999,0.999,0.998,0.998,0.998,0.998,0.998,0.998,0.999,0.999,0.999,0.999,0.999,0.999,0.999,0.999,0.998,0.999,10,0.037,0.11,0.226,0.378,0.544,0.696,0.812999999999999,0.893,0.943,0.97,0.983,0.99,0.993,0.994,0.995,0.997,0.998,0.999,0.999,0.999,0.999,0.999,0.998,0.998,0.998,0.999,0.998,0.999,0.998,0.998,0.998,0.998,0.999,0.999,0.999,0.998,0.997,0.997]
["MPPCD55AR","L",2.6366261,{"v":-0.0092645802,"d":"-9.26E-03"},{"v":0.016956609,"d":"1.70E-02"},{"v":2.6444551E-4,"d":"2.64E-04"},{"v":6.1366528e-06,"d":"6.14E-06"},{"v":3.4208341e-07,"d":"3.42E-07"},0,0,0,0,5,0.272,0.489,0.666,0.791,0.874,0.93,0.957,0.973,0.982,0.99,0.993,0.996,0.997,0.998,0.999,0.999,0.999,0.999,0.999,0.999,0.999,0.998,0.998,0.998,0.998,0.998,0.998,0.998,0.998,0.999,0.999,0.998,0.998,0.998,10,0.074,0.239,0.443,0.625,0.764,0.864,0.916,0.948,0.965,0.98,0.987,0.991,0.994,0.996,0.999,0.999,0.999,0.999,0.999,0.998,0.998,0.997,0.997,0.996,0.996,0.996,0.996,0.996,0.991,0.992,0.994,0.99,0.99,0.99]
["MPTAC6090","L",3.0209214,-0.0157801,0.02114253,0.00095556554,{"v":-7.4489819e-05,"d":"-7.45E-05"},{"v":4.360632e-06,"d":"4.36E-06"},0,0,0,0,5,0.138,0.249,0.3308,0.4087,0.5707,0.7018,0.7961,0.868,0.9203,0.9529,0.9711,0.9814,0.9875,0.9934,0.996,0.9976,0.999,0.999,0.999,0.999,0.999,0.999,0.999,0.999,0.999,0.998,0.996,0.997,0.998,0.998,0.998,0.998,0.998,0.998,0.998,0.996,0.996,0.996,10,0.019,0.062,0.1094,0.167,0.3257,0.4925,0.6338,0.7535,0.8469,0.908,0.943,0.9632,0.9751,0.9868,0.9919,0.9951,0.9982,0.999,0.999,0.999,0.999,0.999,0.998,0.997,0.999,0.996,0.993,0.995,0.996,0.996,0.996,0.996,0.996,0.995,0.995,0.993,0.996,0.996]
["MPTAC8060","L",2.9372128,-0.016185789,0.01839514,0.0010266071,{"v":-9.2379872e-05,"d":"-9.24E-05"},{"v":5.0509237e-06,"d":"5.05E-06"},0,0,0,0,5,0.1595,0.2829,0.3685,0.4443,0.6058,0.7324,0.8191,0.8841,0.9303,0.9588,0.9746,0.9841,0.9893,0.9942,0.9961,0.9976,0.9987,0.999,0.999,0.999,0.999,0.999,0.999,0.999,0.999,0.998,0.998,0.998,0.998,0.999,0.999,0.999,0.999,0.999,0.999,0.999,0.999,0.999,10,0.0254,0.08,0.1358,0.1974,0.367,0.5364,0.6709,0.7817,0.8654,0.9192,0.9498,0.9684,0.9786,0.9885,0.9922,0.9953,0.9974,0.9987,0.999,0.999,0.999,0.999,0.998,0.999,0.998,0.996,0.996,0.997,0.997,0.997,0.998,0.997,0.998,0.998,0.999,0.997,0.999,0.999]
["MPTAF101100","L",3.0591566,-0.013604717,0.024624272,0.00041834242,{"v":2.5361908E-6,"d":"2.54E-06"},{"v":7.998082e-07,"d":"8.00E-07"},0,0,0,0,5,0.18,0.337,0.442,0.506,0.657,0.775,0.848,0.902,0.94,0.964,0.977,0.985,0.989,0.993,0.995,0.997,0.998,0.999,0.999,0.998,0.999,0.999,0.998,0.999,0.999,0.999,0.998,0.998,0.998,0.999,0.999,0.999,0.999,0.999,0.999,0.999,0.998,0.998,10,0.032,0.114,0.195,0.257,0.432,0.601,0.719,0.814,0.884,0.93,0.955,0.97,0.979,0.986,0.99,0.993,0.996,0.999,0.999,0.997,0.997,0.998,0.998,0.998,0.998,0.997,0.997,0.997,0.997,0.997,0.998,0.999,0.998,0.999,0.999,0.998,0.996,0.997]
["MPTAF105","L",3.0705638,-0.013310234,0.025280355,2.1829234E-4,{"v":3.2555293e-05,"d":"3.26E-05"},{"v":-8.1300421e-07,"d":"-8.13E-07"},0,0,0,0,5,0.174,0.325,0.442,0.465,0.673,0.769,0.843,0.898,0.937999999999999,0.961,0.975,0.983,0.988,0.992,0.995,0.996,0.997,0.998,0.999,0.999,0.999,0.999,0.999,0.999,0.999,0.999,0.999,0.999,0.999,0.999,0.999,0.999,0.999,0.999,0.999,0.999,0.998,0.998,10,0.03,0.105,0.195,0.216,0.452,0.591,0.71,0.807,0.881,0.924,0.951,0.967,0.976,0.985,0.989,0.992,0.994,0.996,0.998,0.998,0.998,0.998,0.998,0.999,0.999,0.998,0.998,0.999,0.9986,0.999,0.999,0.999,0.999,0.999,0.999,0.997,0.997,0.997]
["MPTAF3115","L",3.164475,-0.013801295,0.027926276,5.7403E-4,{"v":9.8223773e-07,"d":"9.82E-07"},{"v":1.3284244e-06,"d":"1.33E-06"},0,0,0,0,5,0.085,0.179,0.268,0.357,0.508,0.639,0.745,0.831,0.895,0.936,0.96,0.974,0.982,0.989,0.993,0.995,0.997,0.999,0.999,0.999,0.999,0.999,0.998,0.997,0.998,0.999,0.999,0.998,0.999,0.999,0.999,0.999,0.999,0.999,0.999,0.999,0.999,0.999,10,0,0.032,0.072,0.128,0.258,0.409,0.555,0.69,0.801,0.876,0.922,0.948,0.964,0.979,0.986,0.991,0.994,0.998,0.999,0.999,0.999,0.999,0.995,0.995,0.996,0.998,0.997,0.997,0.998,0.998,0.998,0.998,0.998,0.999,0.999,0.999,0.999,0.999]
["MPTAF401","L",3.07279,-0.01366385,0.02527346,0.000612182,{"v":-1.147045E-5,"d":"-1.15E-05"},{"v":1.543e-06,"d":"1.54E-06"},0,0,0,0,5,0,0,0,0.043,0.199,0.447,0.671,0.814,0.896,0.941,0.963,0.976,0.983,0.989,0.992,0.994,0.996,0.997,0.998,0.998,0.998,0.998,0.996,0.997,0.996,0.996,0.996,0.997,0.997,0.997,0.997,0.998,0.998,0.998,0.998,0.998,0.997,0.997,10,0,0,0,0,0.04,0.2,0.451,0.663,0.804,0.886,0.928,0.952,0.966,0.978,0.985,0.989,0.992,0.994,0.996,0.995,0.996,0.997,0.993,0.993,0.992,0.992,0.993,0.994,0.995,0.994,0.995,0.995,0.995,0.996,0.996,0.995,0.995,0.994]
["MPTAFD305","L",3.327184,-0.01343242,0.033398,0.001006047,{"v":-2.136908E-5,"d":"-2.14E-05"},{"v":3.972561e-06,"d":"3.97E-06"},0,0,0,0,5,0,0,0,0,0,0.038,0.198,0.456,0.694,0.835,0.906,0.943,0.963,0.98,0.988,0.992,0.995,0.998,0.999,0.999,0.999,0.999,0.998,0.997,0.997,0.998,0.997,0.997,0.997,0.997,0.997,0.997,0.997,0.997,0.998,0.998,0.998,0.998,10,0,0,0,0,0,0,0.039,0.208,0.481,0.698,0.82,0.888,0.927,0.961,0.976,0.984,0.99,0.995,0.999,0.999,0.999,0.999,0.995,0.995,0.994,0.996,0.994,0.993,0.994,0.993,0.994,0.994,0.994,0.995,0.996,0.996,0.996,0.995]
["MPTAFD307","L",3.4286062,-0.013845333,0.037363009,1.1894554E-3,{"v":-1.5979979e-05,"d":"-1.60E-05"},{"v":5.1827398e-06,"d":"5.18E-06"},0,0,0,0,5,0,0,0,0,0,0,0.053,0.233,0.504,0.719,0.839,0.902,0.936,0.967,0.979,0.985,0.99,0.993,0.998,0.999,0.999,0.999,0.999,0.999,0.999,0.999,0.999,0.999,0.999,0.999,0.999,0.999,0.999,0.999,0.999,0.998,0.998,0.998,10,0,0,0,0,0,0,0,0.054,0.254,0.517,0.703,0.813,0.875,0.934,0.958,0.971,0.98,0.987,0.996,0.998,0.999,0.999,0.999,0.999,0.998,0.998,0.998,0.998,0.998,0.998,0.998,0.998,0.998,0.998,0.998,0.997,0.995,0.996]
["MPTAFD405","L",3.6542352,-0.015688325,0.048094089,0.0026498065,-1.3971852E-4,{"v":1.9581201e-05,"d":"1.96E-05"},0,0,0,0,5,0,0,0,0,0,0,0,0,0.121,0.411,0.634,0.761,0.833,0.907,0.942,0.961,0.973,0.982,0.995,0.998,0.998,0.999,0.999,0.999,0.999,0.997,0.997,0.998,0.998,0.998,0.999,0.999,0.999,0.999,0.999,0.999,0.999,0.999,10,0,0,0,0,0,0,0,0,0.015,0.169,0.402,0.58,0.694,0.822,0.887,0.924,0.947,0.965,0.989,0.996,0.996,0.998,0.998,0.999,0.999,0.995,0.994,0.996,0.997,0.997,0.997,0.997,0.998,0.998,0.999,0.998,0.998,0.998]
["MPTAFD5150","L",3.2288052,-0.014433046,0.029863488,0.00082119282,{"v":-1.0943492e-05,"d":"-1.09E-05"},{"v":2.5804939E-6,"d":"2.58E-06"},0,0,0,0,5,0,0,0,0,0,0.088,0.306,0.568,0.765,0.871,0.923,0.951,0.966,0.98,0.987,0.991,0.994,0.996,0.999,0.999,0.999,0.999,0.998,0.998,0.999,0.999,0.999,0.999,0.999,0.999,0.999,0.999,0.999,0.999,0.999,0.999,0.998,0.998,10,0,0,0,0,0,0,0.093,0.323,0.585,0.759,0.852,0.903,0.933,0.961,0.974,0.982,0.988,0.993,0.998,0.999,0.999,0.999,0.996,0.997,0.999,0.998,0.999,0.998,0.999,0.999,0.999,0.997,0.998,0.999,0.999,0.997,0.996,0.996]
["MTAC60","L",3.017866,-0.015790934,0.021144702,0.00093137389,{"v":-6.93799139999999E-5,"d":"-6.94E-05"},{"v":4.02762e-06,"d":"4.03E-06"},0,0,0,0,5,0.138,0.249,0.3308,0.4087,0.5707,0.7018,0.7961,0.868,0.9203,0.9529,0.9711,0.9814,0.9875,0.9934,0.996,0.9976,0.999,0.999,0.999,0.999,0.999,0.999,0.999,0.999,0.999,0.998,0.996,0.997,0.998,0.998,0.998,0.998,0.998,0.998,0.998,0.996,0.996,0.996,10,0.019,0.062,0.1094,0.167,0.3257,0.4925,0.6338,0.7535,0.8469,0.908,0.943,0.9632,0.9751,0.9868,0.9919,0.9951,0.9982,0.999,0.999,0.999,0.999,0.999,0.998,0.997,0.999,0.996,0.993,0.995,0.996,0.996,0.996,0.996,0.996,0.995,0.995,0.993,0.996,0.996]
["MTAC80","L",2.9351948,-0.016193458,0.018392287,1.0086167E-3,{"v":-8.7565474e-05,"d":"-8.76E-05"},{"v":4.6921333e-06,"d":"4.69E-06"},0,0,0,0,5,0.1595,0.2829,0.3685,0.4443,0.6058,0.7324,0.8191,0.8841,0.9303,0.9588,0.9746,0.9841,0.9893,0.9942,0.9961,0.9976,0.9987,0.999,0.999,0.999,0.999,0.999,0.999,0.999,0.999,0.998,0.998,0.998,0.998,0.999,0.999,0.999,0.999,0.999,0.999,0.999,0.999,0.999,10,0.0254,0.08,0.1358,0.1974,0.367,0.5364,0.6709,0.7817,0.8654,0.9192,0.9498,0.9684,0.9786,0.9885,0.9922,0.9953,0.9974,0.9987,0.999,0.999,0.999,0.999,0.998,0.999,0.998,0.996,0.996,0.997,0.997,0.997,0.998,0.997,0.998,0.998,0.999,0.997,0.999,0.999]
["MTAF1","L",3.070806,-0.012276924,0.02456566,0.00047436648,{"v":5.432616e-07,"d":"5.43E-07"},{"v":6.59766609999999e-07,"d":"6.60E-07"},0,0,0,0,5,0.217,0.34,0.429,0.449,0.668,0.773,0.855,0.912,0.949,0.971,0.983,0.989,0.992,0.995,0.996,0.997,0.998,0.999,0.999,0.998,0.999,0.999,0.999,0.999,0.999,0.999,0.999,0.999,0.999,0.999,0.999,0.999,0.999,0.999,0.999,0.999,0.998,0.998,10,0.047,0.116,0.184,0.202,0.446,0.598,0.731,0.831,0.9,0.942,0.966,0.978,0.985,0.99,0.992,0.994,0.996,0.997,0.998,0.997,0.997,0.998,0.998,0.998,0.998,0.999,0.999,0.998,0.998,0.998,0.998,0.998,0.998,0.998,0.998,0.997,0.996,0.997]
["MTAF101","L",3.05615,-0.0138471,0.02431126,0.0004980027,{"v":-7.31867599999999e-06,"d":"-7.32E-06"},{"v":1.24041e-06,"d":"1.24E-06"},0,0,0,0,5,0.18,0.337,0.442,0.506,0.657,0.775,0.848,0.902,0.94,0.964,0.977,0.985,0.989,0.993,0.995,0.997,0.998,0.999,0.999,0.998,0.999,0.999,0.998,0.999,0.999,0.999,0.998,0.998,0.998,0.999,0.999,0.999,0.999,0.999,0.999,0.999,0.998,0.998,10,0.032,0.114,0.195,0.257,0.432,0.601,0.719,0.814,0.884,0.93,0.955,0.97,0.979,0.986,0.99,0.993,0.996,0.999,0.999,0.997,0.997,0.998,0.998,0.998,0.998,0.997,0.997,0.997,0.997,0.997,0.998,0.999,0.998,0.999,0.999,0.998,0.996,0.997]
["MTAF105","L",3.0705638,-0.013310234,0.025280355,2.1829234E-4,{"v":3.2555293e-05,"d":"3.26E-05"},{"v":-8.1300421e-07,"d":"-8.13E-07"},0,0,0,0,5,0.174,0.325,0.442,0.465,0.673,0.769,0.843,0.898,0.937999999999999,0.961,0.975,0.983,0.988,0.992,0.995,0.996,0.997,0.998,0.999,0.999,0.999,0.999,0.999,0.999,0.999,0.999,0.999,0.999,0.999,0.999,0.999,0.999,0.999,0.999,0.999,0.999,0.998,0.998,10,0.03,0.105,0.195,0.216,0.452,0.591,0.71,0.807,0.881,0.924,0.951,0.967,0.976,0.985,0.989,0.992,0.994,0.996,0.998,0.998,0.998,0.998,0.998,0.999,0.999,0.998,0.998,0.999,0.9986,0.999,0.999,0.999,0.999,0.999,0.999,0.997,0.997,0.997]
["MTAF31","L",3.164358,-0.01403321,0.02767034,0.0006403025,{"v":-6.349234e-06,"d":"-6.35E-06"},{"v":1.615744E-6,"d":"1.62E-06"},0,0,0,0,5,0.085,0.179,0.268,0.357,0.508,0.639,0.745,0.831,0.895,0.936,0.96,0.974,0.982,0.989,0.993,0.995,0.997,0.999,0.999,0.999,0.999,0.999,0.998,0.997,0.998,0.999,0.999,0.998,0.999,0.999,0.999,0.999,0.999,0.999,0.999,0.999,0.999,0.999,10,0,0.032,0.072,0.128,0.258,0.409,0.555,0.69,0.801,0.876,0.922,0.948,0.964,0.979,0.986,0.991,0.994,0.998,0.999,0.999,0.999,0.999,0.995,0.995,0.996,0.998,0.997,0.997,0.998,0.998,0.998,0.998,0.998,0.999,0.999,0.999,0.999,0.999]
["MTAF401","L",3.07279,-0.01366385,0.02527346,0.000612182,{"v":-1.147045E-5,"d":"-1.15E-05"},{"v":1.543e-06,"d":"1.54E-06"},0,0,0,0,5,0,0,0,0.043,0.199,0.447,0.671,0.814,0.896,0.941,0.963,0.976,0.983,0.989,0.992,0.994,0.996,0.997,0.998,0.998,0.998,0.998,0.996,0.997,0.996,0.996,0.996,0.997,0.997,0.997,0.997,0.998,0.998,0.998,0.998,0.998,0.997,0.997,10,0,0,0,0,0.04,0.2,0.451,0.663,0.804,0.886,0.928,0.952,0.966,0.978,0.985,0.989,0.992,0.994,0.996,0.995,0.996,0.997,0.993,0.993,0.992,0.992,0.993,0.994,0.995,0.994,0.995,0.995,0.995,0.996,0.996,0.995,0.995,0.994]
["MTAFD301","L",3.321501,-0.0118199,0.03526491,0.0003668185,{"v":7.063071e-05,"d":"7.06E-05"},{"v":-7.95690499999999e-07,"d":"-7.96E-07"},0,0,0,0,5,0,0,0,0,0,0,0,0.381,0.64,0.785,0.87,0.917,0.944,0.968,0.979,0.985,0.99,0.993,0.996,0.996,0.996,0.997,0.998,0.997,0.998,0.999,0.999,0.998,0.999,0.999,0.999,0.999,0.999,0.999,0.999,0.999,0.999,0.999]
["MTAFD302","L",3.275172,-0.01366036,0.0319425,0.0010157955,{"v":-2.12642e-05,"d":"-2.13E-05"},{"v":3.6880805e-06,"d":"3.69E-06"},0,0,0,0,5,0,0,0,0,0,0,0.351,0.628,0.785,0.873,0.92,0.946,0.97,0.98,0.985,0.989,0.992,0.996,0.996,0.997,0.998,0.999,0.998,0.998,0.999,0.999,0.999,0.998,0.998,0.998,0.998,0.998,0.998,0.998,0.998,0.997,0.997,0.997]
["MTAFD305","L",3.327184,-0.01343242,0.033398,0.001006047,{"v":-2.136908E-5,"d":"-2.14E-05"},{"v":3.972561e-06,"d":"3.97E-06"},0,0,0,0,5,0,0,0,0,0,0.038,0.198,0.456,0.694,0.835,0.906,0.943,0.963,0.98,0.988,0.992,0.995,0.998,0.999,0.999,0.999,0.999,0.998,0.997,0.997,0.998,0.997,0.997,0.997,0.997,0.997,0.997,0.997,0.997,0.998,0.998,0.998,0.998,10,0,0,0,0,0,0,0.039,0.208,0.481,0.698,0.82,0.888,0.927,0.961,0.976,0.984,0.99,0.995,0.999,0.999,0.999,0.999,0.995,0.995,0.994,0.996,0.994,0.993,0.994,0.993,0.994,0.994,0.994,0.995,0.996,0.996,0.996,0.995]
["MTAFD307","L",3.4286062,-0.013845333,0.037363009,1.1894554E-3,{"v":-1.5979979e-05,"d":"-1.60E-05"},{"v":5.1827398e-06,"d":"5.18E-06"},0,0,0,0,5,0,0,0,0,0,0,0.053,0.233,0.504,0.719,0.839,0.902,0.936,0.967,0.979,0.985,0.99,0.993,0.998,0.999,0.999,0.999,0.999,0.999,0.999,0.999,0.999,0.999,0.999,0.999,0.999,0.999,0.999,0.999,0.999,0.998,0.998,0.998,10,0,0,0,0,0,0,0,0.054,0.254,0.517,0.703,0.813,0.875,0.934,0.958,0.971,0.98,0.987,0.996,0.998,0.999,0.999,0.999,0.999,0.998,0.998,0.998,0.998,0.998,0.998,0.998,0.998,0.998,0.998,0.998,0.997,0.995,0.996]
["MTAFD405","L",3.6542352,-0.015688325,0.048094089,0.0026498065,-1.3971852E-4,{"v":1.9581201e-05,"d":"1.96E-05"},0,0,0,0,5,0,0,0,0,0,0,0,0,0.121,0.411,0.634,0.761,0.833,0.907,0.942,0.961,0.973,0.982,0.995,0.998,0.998,0.999,0.999,0.999,0.999,0.997,0.997,0.998,0.998,0.998,0.999,0.999,0.999,0.999,0.999,0.999,0.999,0.999,10,0,0,0,0,0,0,0,0,0.015,0.169,0.402,0.58,0.694,0.822,0.887,0.924,0.947,0.965,0.989,0.996,0.996,0.998,0.998,0.999,0.999,0.995,0.994,0.996,0.997,0.997,0.997,0.997,0.998,0.998,0.999,0.998,0.998,0.998]
["MTAFD51","L",3.227682,-0.01453816,0.0292121,0.001057062,{"v":-4.787162e-05,"d":"-4.79E-05"},{"v":4.557239e-06,"d":"4.56E-06"},0,0,0,0,5,0,0,0,0,0,0.088,0.306,0.568,0.765,0.871,0.923,0.951,0.966,0.98,0.987,0.991,0.994,0.996,0.999,0.999,0.999,0.999,0.998,0.998,0.999,0.999,0.999,0.999,0.999,0.999,0.999,0.999,0.999,0.999,0.999,0.999,0.998,0.998,10,0,0,0,0,0,0,0.093,0.323,0.585,0.759,0.852,0.903,0.933,0.961,0.974,0.982,0.988,0.993,0.998,0.999,0.999,0.999,0.996,0.997,0.999,0.998,0.999,0.998,0.999,0.999,0.999,0.997,0.998,0.999,0.999,0.997,0.996,0.996]
["NBF1","L",2.9753491,-0.01461347,0.021096383,1.198038E-3,-0.00011887388,{"v":7.34443499999999e-06,"d":"7.34E-06"},0,0,0,0,5,0.024,0.071,0.261,0.504,0.687,0.798,0.869,0.917,0.95,0.971,0.982,0.988,0.992,0.995,0.997,0.999,0.999,0.999,0.999,0.999,0.999,0.999,0.999,0.999,0.999,0.999,0.999,0.999,0.999,0.999,0.999,0.999,0.999,0.999,0.999,0.995,0.995,0.995,10,0,0,0.068,0.254,0.472,0.637,0.755,0.841,0.902,0.943,0.964,0.977,0.984,0.991,0.995,0.997,0.999,0.999,0.999,0.999,0.999,0.999,0.998,0.999,0.998,0.999,0.999,0.999,0.999,0.999,0.999,0.999,0.999,0.999,0.999,0.99,0.989,0.991]
["NBF2","L",3.0170177,-0.013625149,0.024142489,5.9520693E-4,{"v":-1.2146589E-5,"d":"-1.21E-05"},{"v":1.4445534e-06,"d":"1.44E-06"},0,0,0,0,5,0,0,0.156,0.476,0.721,0.843,0.906,0.941,0.966,0.978,0.986,0.991,0.993,0.996,0.997,0.998,0.999,0.999,0.999,0.999,0.999,0.999,0.999,0.999,0.999,0.999,0.999,0.999,0.999,0.999,0.999,0.999,0.999,0.999,0.999,0.997,0.996,0.997]
["NBF3","L",2.9479008,-0.014675177,0.02114391,0.00090482377,{"v":-7.328464e-05,"d":"-7.33E-05"},{"v":4.7703148e-06,"d":"4.77E-06"},0,0,0,0,5,0,0,0,0,0,0,0,0.3924,0.7048,0.8571,0.9219,0.952,0.9693,0.9827,0.9889,0.9923,0.9945,0.997,0.9985,0.999,0.999,0.999,0.999,0.999,0.999,0.999,0.999,0.999,0.999,0.999,0.999,0.999,0.999,0.999,0.999,0.998,0.996,0.997,10,0,0,0,0,0,0,0,0.1539,0.4968,0.7347,0.8498,0.9063,0.9395,0.9657,0.9778,0.9847,0.989,0.994,0.997,0.9985,0.9984,0.9986,0.999,0.999,0.999,0.999,0.999,0.999,0.999,0.999,0.999,0.999,0.999,0.999,0.999,0.996,0.993,0.994]
["NBFD1","L",3.1163806,-0.013242646,0.028648452,0.0006823535,{"v":-7.2522372E-6,"d":"-7.25E-06"},{"v":2.7432993e-06,"d":"2.74E-06"},0,0,0,0,5,0,0,0,0,0,0,0.37,0.62,0.77,0.86,0.91,0.95,0.97,0.98,0.99,0.992,0.995,0.995,0.998,0.998,0.999,0.999,0,0,0,0,0,0,0,0,0,0,0,0,0,0,0,0]
["NBFD10","L",3.2615573,-0.014542851,0.033470739,0.0012266479,{"v":-2.5391842e-05,"d":"-2.54E-05"},{"v":5.59717389999999E-6,"d":"5.60E-06"},0,0,0,0,5,0,0,0,0,0,0,0.069,0.284,0.573,0.778,0.878,0.927,0.952,0.975,0.984,0.99,0.994,0.996,0.999,0.999,0.999,0.999,0.999,0.999,0.999,0.999,0.999,0.999,0.999,0.999,0.999,0.999,0.999,0.999,0.999,0.998,0.997,0.998,10,0,0,0,0,0,0,0,0.081,0.328,0.605,0.771,0.859,0.906,0.95,0.969,0.98,0.988,0.993,0.999,0.999,0.999,0.999,0.999,0.999,0.999,0.999,0.999,0.999,0.999,0.999,0.999,0.999,0.999,0.999,0.999,0.996,0.993,0.996]
["NBFD11","L",3.1010267,-0.010022108,0.032631687,-0.00081029268,0.0001935011,{"v":-8.0279799e-06,"d":"-8.03E-06"},0,0,0,0,5,0,0,0,0.071,0.34,0.629,0.795,0.881,0.93,0.959,0.972,0.982,0.988,0.993,0.995,0.997,0.998,0.999,0.999,0.999,0.999,0.999,0.999,0.999,0.999,0.999,0.999,0.999,0.999,0.999,0.999,0.999,0.999,0.999,0.999,0.998,0.997,0.998,10,0,0,0,0,0.116,0.396,0.632,0.776,0.866,0.919,0.944,0.964,0.977,0.986,0.99,0.995,0.995,0.999,0.999,0.999,0.999,0.999,0.998,0.999,0.999,0.999,0.999,0.999,0.999,0.999,0.999,0.999,0.999,0.999,0.999,0.997,0.994,0.996]
["NBFD12","L",3.1513655,-0.013052015,0.029502111,0.00067643437,{"v":3.6679701e-06,"d":"3.67E-06"},{"v":1.8233293E-6,"d":"1.82E-06"},0,0,0,0,5,0,0,0,0,0.106,0.398,0.685,0.841,0.92,0.954,0.972,0.981,0.987,0.991,0.993,0.995,0.996,0.997,0.998,0.999,0.999,0.999,0.999,0.999,0.999,0.999,0.999,0.999,0.999,0.999,0.999,0.999,0.999,0.999,0.999,0.999,0.999,0.999,10,0,0,0,0,0.011,0.158,0.469,0.708,0.847,0.911,0.945,0.962,0.974,0.982,0.986,0.989,0.992,0.994,0.996,0.997,0.997,0.997,0.999,0.999,0.999,0.999,0.999,0.999,0.999,0.999,0.999,0.999,0.999,0.999,0.999,0.997,0.996,0.996]
["NBFD13","L",3.1729223,-0.014248534,0.029168114,1.342876E-3,{"v":-9.6178753E-5,"d":"-9.62E-05"},{"v":8.4042556E-6,"d":"8.40E-06"},0,0,0,0,5,0,0,0,0,0,0.043,0.235,0.534,0.769,0.876,0.925,0.953,0.967,0.981,0.987,0.991,0.995,0.997,0.999,0.999,0.999,0.999,0.999,0.999,0.999,0.999,0.999,0.999,0.999,0.999,0.999,0.999,0.999,0.999,0.999,0.998,0.998,0.998,10,0,0,0,0,0,0,0.055,0.285,0.591,0.768,0.856,0.908,0.936,0.963,0.974,0.983,0.99,0.993,0.999,0.999,0.999,0.999,0.999,0.999,0.999,0.999,0.999,0.999,0.999,0.999,0.999,0.999,0.999,0.999,0.999,0.997,0.996,0.997]
["NBFD14","L",3.1635382,-0.014237012,0.028171078,0.00074423713,{"v":-2.3570264e-05,"d":"-2.36E-05"},{"v":3.169303e-06,"d":"3.17E-06"},0,0,0,0,5,0,0,0,0,0,0,0.29,0.63,0.81,0.89,0.94,0.96,0.97,0.979,0.983,0.99,0.993,0.994,0.996,0.998,0.998,0.998,0,0,0,0,0,0,0,0,0,0,0,0,0,0,0,0]
["NBFD15","L",3.1540011,-0.013256753,0.034103312,0.0018472167,-1.0807332E-4,{"v":1.2975901E-5,"d":"1.30E-05"},0,0,0,0,5,0,0,0,0,0,0,0.01,0.169,0.524,0.776,0.885,0.933,0.956,0.974,0.982,0.986,0.99,0.993,0.998,0.998,0.998,0.998,0.998,0.998,0.998,0.998,0.999,0.999,0.999,0.999,0.999,0.999,0.999,0.999,0.999,0.999,0.999,0.999,10,0,0,0,0,0,0,0,0.029,0.274,0.602,0.784,0.871,0.914,0.949,0.964,0.972,0.981,0.986,0.996,0.996,0.996,0.996,0.996,0.997,0.996,0.996,0.998,0.998,0.999,0.999,0.999,0.999,0.999,0.999,0.999,0.998,0.998,0.999]
["NBFD15W","L",3.1540011,-0.013256753,0.034103312,0.0018472167,-1.0807332E-4,{"v":1.2975901E-5,"d":"1.30E-05"},0,0,0,0,5,0,0,0,0,0,0,0.027,0.186,0.557,0.802,0.909,0.949,0.971,0.984,0.989,0.99,0.993,0.994,0.998,0.998,0.998,0.998,0.998,0.998,0.998,0.998,0.999,0.999,0.999,0.999,0.999,0.999,0.999,0.999,0.999,0.999,0.999,0.999,10,0,0,0,0,0,0,0,0.035,0.31,0.643,0.825,0.9,0.943,0.968,0.978,0.982,0.985,0.988,0.996,0.996,0.996,0.996,0.996,0.997,0.996,0.996,0.998,0.998,0.999,0.999,0.999,0.999,0.999,0.999,0.999,0.998,0.998,0.999]
["NBFD2","L",3.1421397,-0.013576013,0.029509811,0.00081770149,{"v":-7.7250368e-07,"d":"-7.73E-07"},{"v":2.1322255e-06,"d":"2.13E-06"},0,0,0,0,5,0,0,0,0,0,0,0.12,0.45,0.64,0.84,0.91,0.94,0.96,0.979,0.987,0.993,0.994,0.997,0.999,0.995,0.993,0.993,0,0,0,0,0,0,0,0,0,0,0,0,0,0,0,0]
["NBFD25","L",3.2879389,{"v":-0.015856356,"d":"-1.59E-02"},{"v":0.045638807,"d":"4.56E-02"},{"v":3.3027661E-3,"d":"3.30E-03"},{"v":-0.00021690686,"d":"-2.17E-04"},{"v":2.9625863e-05,"d":"2.96E-05"},0,0,0,0,5,0.037,0.385,0.716,0.84,0.9,0.935,0.969,0.98,0.986,0.99,0.993,0.997,0.997,0.998,0.999,0.999,0.999,0.999,0.998,0.997,0.998,0.998,0.998,0.998,0.998,0.998,0.998,0.997,0.996,0.994,0.994,10,0.148,0.513,0.705,0.809,0.874,0.939,0.96,0.973,0.981,0.985,0.994,0.995,0.997,0.998,0.998,0.999,0.999,0.995,0.995,0.996,0.995,0.995,0.996,0.995,0.995,0.995,0.995,0.992,0.988,0.988]
["NBFD29","L",3.023484,{"v":-0.014446333,"d":"-1.44E-02"},{"v":0.034673303,"d":"3.47E-02"},{"v":0.0020637437,"d":"2.06E-03"},{"v":-0.00011126222,"d":"-1.11E-04"},{"v":1.4468973e-05,"d":"1.45E-05"},0,0,0,0,5,0.313,0.654,0.828,0.914,0.948,0.966,0.977,0.987,0.991,0.992,0.994,0.996,0.998,0.999,0.998,0.999,0.999,0.999,0.999,0.999,0.999,0.999,0.999,0.999,0.999,0.999,0.999,0.999,0.999,0.998,0.997,0.997,10,0.098,0.427,0.686,0.835,0.899,0.934,0.954,0.973,0.982,0.985,0.988,0.992,0.996,0.997,0.996,0.998,0.998,0.998,0.998,0.999,0.999,0.999,0.999,0.999,0.999,0.999,0.999,0.999,0.999,0.997,0.993,0.993]
["NBFD3","L",3.1633746,-0.01327628,0.031133309,0.0008352338,{"v":2.9980499e-06,"d":"3.00E-06"},{"v":2.5568853e-06,"d":"2.56E-06"},0,0,0,0,5,0,0,0,0,0,0,0.099,0.392,0.705,0.857,0.922,0.952,0.969,0.983,0.989,0.992,0.995,0.997,0.999,0.999,0.999,0.999,0.999,0.999,0.999,0.999,0.999,0.999,0.999,0.999,0.999,0.999,0.999,0.999,0.999,0.998,0.996,0.997,10,0,0,0,0,0,0,0,0.154,0.497,0.735,0.85,0.906,0.94,0.966,0.978,0.985,0.989,0.994,0.997,0.999,0.998,0.999,0.999,0.999,0.999,0.999,0.999,0.999,0.999,0.999,0.999,0.999,0.999,0.999,0.999,0.996,0.993,0.994]
["NBFD30","L",3.3241277,{"v":-0.013971809,"d":"-1.40E-02"},{"v":0.040932303,"d":"4.09E-02"},{"v":0.0022915572,"d":"2.29E-03"},{"v":-0.00012906531,"d":"-1.29E-04"},{"v":1.8478848e-05,"d":"1.85E-05"},0,0,0,0,5,0,0,0,0,0,0,0,0,0.275,0.652,0.829,0.908,0.943,0.97,0.98,0.986,0.989,0.992,0.997,0.998,0.998,0.999,0.999,0.999,0.999,0.999,0.999,0.999,0.999,0.999,0.999,0.999,0.999,0.999,0.999,0.998,0.997,0.997,10,0,0,0,0,0,0,0,0,0.076,0.425,0.687,0.824,0.889,0.942,0.961,0.971,0.979,0.985,0.993,0.995,0.996,0.998,0.999,0.999,0.999,0.997,0.997,0.997,0.997,0.997,0.998,0.998,0.998,0.998,0.998,0.996,0.994,0.994]
["NBFD32","L",2.8989349,{"v":-0.013348892,"d":"-1.33E-02"},{"v":0.030163481,"d":"3.02E-02"},{"v":1.6257886E-3,"d":"1.63E-03"},{"v":-7.6966547e-05,"d":"-7.70E-05"},{"v":1.0143236E-5,"d":"1.01E-05"},0,0,0,0,5,0.164,0.552,0.816,0.928,0.96,0.975,0.983,0.99,0.992,0.994,0.996,0.997,0.998,0.998,0.998,0.999,0.999,0.999,0.999,0.999,0.999,0.999,0.999,0.999,0.999,0.999,0.999,0.999,0.999,0.998,0.997,0.997,10,0.027,0.304,0.665,0.86,0.922,0.951,0.966,0.98,0.985,0.989,0.991,0.993,0.997,0.997,0.997,0.997,0.997,0.998,0.998,0.999,0.998,0.998,0.998,0.997,0.998,0.998,0.998,0.998,0.997,0.995,0.994,0.994]
["NBFD4","L",3.2397438,-0.010276763,0.038463091,0.00013883159,{"v":8.9754723e-05,"d":"8.98E-05"},{"v":1.9237546e-06,"d":"1.92E-06"},0,0,0,0,5,0,0,0,0,0,0,0,0.16,0.48,0.72,0.83,0.9,0.93,0.96,0.976,0.984,0.99,0.996,0.999,0.999,0.999,0.999,0,0,0,0,0,0,0,0,0,0,0,0,0,0,0,0]
["NBFD40","L",3.2417446,-0.012570508,0.032963658,1.6399773E-3,{"v":-8.6051379e-05,"d":"-8.61E-05"},{"v":9.7089988e-06,"d":"9.71E-06"},0,0,0,0,5,0,0,0,0,0,0,0,0.18,0.48,0.7,0.82,0.89,0.93,0.96,0.974,0.982,0.986,0.99,0.995,0.996,0.998,0.998,0,0,0,0,0,0,0,0,0,0,0,0,0,0,0,0]
["NBFD5","L",3.021769,-0.011641743,0.026713839,0.0012766896,{"v":-6.7665e-05,"d":"-6.77E-05"},{"v":6.4036776e-06,"d":"6.40E-06"},0,0,0,0,5,0,0,0,0,0,0,0.06,0.3,0.63,0.81,0.9,0.94,0.96,0.981,0.987,0.992,0.998,0.999,0.999,0.999,0.999,0.999,0,0,0,0,0,0,0,0,0,0,0,0,0,0,0,0]
["NBFD6","L",2.9881998,-0.0071192799,0.033239024,{"v":0.00020485311,"d":"2.05E-04"},{"v":9.2252594e-05,"d":"9.23E-05"},{"v":2.4443305e-07,"d":"2.44E-07"},0,0,0,0,5,0,0,0,0,0,0,0,0.13,0.4,0.63,0.78,0.87,0.91,0.96,0.975,0.984,0.99,0.996,0.999,0.999,0.999,0.999,0,0,0,0,0,0,0,0,0,0,0,0,0,0,0,0]
["NBFD7","L",3.0898337,-0.017376844,0.027124239,0.0024438911,-0.00020558787,{"v":1.6661998e-05,"d":"1.67E-05"},0,0,0,0,5,0,0,0,0,0,0,0,0.04,0.29,0.6,0.76,0.85,0.89,0.94,0.96,0.977,0.986,0.99,0.998,0.998,0.999,0.999,0,0,0,0,0,0,0,0,0,0,0,0,0,0,0,0]
["NBFD8","L",3.1767161,-0.019184978,0.024825098,3.8402007E-3,-0.00038245779,{"v":2.5134594e-05,"d":"2.51E-05"},0,0,0,0,5,0,0,0,0,0,0,0,0,0.45,0.7,0.83,0.89,0.93,0.96,0.974,0.983,0.989,0.993,0.998,0.999,0.999,0.999,0,0,0,0,0,0,0,0,0,0,0,0,0,0,0,0]
["NBFD9","L",2.9828805,-0.011547679,0.032835197,0.00163548,{"v":-7.3685794e-05,"d":"-7.37E-05"},{"v":1.070514E-5,"d":"1.07E-05"},0,0,0,0,5,0,0,0,0,0,0,0,0,0,0.04,0.3,0.61,0.89,0.94,0.974,0.984,0.99,0.994,0.996,0.997,0.997,0.998,0,0,0,0,0,0,0,0,0,0,0,0,0,0,0,0]
["PC1","L",2.2321311,-0.0085356419,0.011674475,-0.00036007785,{"v":6.56291519999999e-05,"d":"6.56E-05"},{"v":-3.1688707e-06,"d":"-3.17E-06"},0,0,0,0,5,0.16,0.47,0.73,0.88,0.939,0.969,0.982,0.991,0.993,0.996,0.997,0.999,0.999,0.999,0.999,0.999,0.999,0.999,0.999,0.999,0.999,0.999,0,0,0,0,0,0,0,0,0,0,0,0,0,0,0,0]
["PC2","L",2.2766,-0.010201993,0.010462473,0.00020973694,{"v":-9.1675776e-06,"d":"-9.17E-06"},{"v":5.6652443E-7,"d":"5.67E-07"},0,0,0,0,5,0,0.12,0.44,0.65,0.79,0.88,0.93,0.961,0.98,0.99,0.993,0.999,0.999,0.999,0.999,0.999,0.999,0.999,0.999,0.999,0.999,0.999,0,0,0,0,0,0,0,0,0,0,0,0,0,0,0,0]
["PC3","L",2.2982798,-0.010575328,0.010358192,0.00032740673,{"v":-2.298532E-5,"d":"-2.30E-05"},{"v":1.2091861E-6,"d":"1.21E-06"},0,0,0,0,5,0,0,0.11,0.36,0.61,0.78,0.88,0.935,0.964,0.978,0.985,0.99,0.993,0.994,0.994,0.994,0.995,0.996,0.996,0.996,0.996,0.997,0,0,0,0,0,0,0,0,0,0,0,0,0,0,0,0]
["PCD2","L",2.4242636,-0.00939263819999999,0.014117315,-0.00025474971,{"v":5.3401199e-05,"d":"5.34E-05"},{"v":-2.2862527E-6,"d":"-2.29E-06"},0,0,0,0,5,0,0,0.07,0.33,0.6,0.78,0.88,0.933,0.962,0.977,0.984,0.989,0.992,0.993,0.993,0.994,0.994,0.997,0.999,0.999,0.999,0.999,0,0,0,0,0,0,0,0,0,0,0,0,0,0,0,0]
["PCD3","L",2.3762734,-0.0097138037,0.012508633,{"v":-3.6568562E-6,"d":"-3.66E-06"},{"v":2.7977527e-05,"d":"2.80E-05"},{"v":-1.4850112e-06,"d":"-1.49E-06"},0,0,0,0,5,0,0.07,0.27,0.5,0.69,0.83,0.905,0.949,0.971,0.985,0.99,0.994,0.996,0.996,0.997,0.997,0.997,0.998,0.999,0.999,0.999,0.999,0,0,0,0,0,0,0,0,0,0,0,0,0,0,0,0]
["PCD4","L",2.5807045,-0.010957538,0.01268943,0.00066387812,{"v":-6.4849664e-05,"d":"-6.48E-05"},{"v":3.4787863e-06,"d":"3.48E-06"},0,0,0,0,5,0.17,0.304,0.434,0.561,0.684,0.785,0.867,0.92,0.958,0.977,0.988,0.994,0.996,0.998,0.998,0.999,0.999,0.999,0.999,0.999,0.999,0.999,0.999,0.999,0.999,0.999,0.999,0.999,0.999,0.999,0.999,0.999,0.999,0.999,0.999,0.997,0.996,0.996,10,0.029,0.093,0.188,0.314,0.467,0.616,0.752,0.847,0.917,0.955,0.976,0.989,0.993,0.997,0.996,0.997,0.999,0.999,0.999,0.999,0.999,0.999,0.999,0.999,0.998,0.999,0.999,0.999,0.999,0.999,0.999,0.999,0.999,0.999,0.999,0.994,0.992,0.993]
["PCD40","L",2.5844463,-0.00905218579999999,0.014301987,0.0001705077,{"v":4.964536e-06,"d":"4.96E-06"},{"v":-1.2927479E-7,"d":"-1.29E-07"},0,0,0,0,5,0,0.022,0.063,0.154,0.304,0.489,0.675,0.814,0.903,0.954,0.977,0.988,0.993,0.996,0.996,0.997,0.998,0.998,0.999,0.998,0.998,0.999,0.999,0.998,0.999,0.997,0.997,0.997,0.997,0.997,0.997,0.997,0.997,0.998,0.998,0.997,0.997,0.997,10,0,0,0,0.024,0.092,0.24,0.455,0.663,0.815,0.911,0.954,0.976,0.986,0.991,0.992,0.994,0.996,0.997,0.998,0.997,0.996,0.997,0.997,0.997,0.997,0.994,0.994,0.994,0.994,0.994,0.994,0.994,0.995,0.995,0.996,0.995,0.994,0.994]
["PCD5","L",2.5791203,-0.012116987,0.01165777,0.00095491991,{"v":-9.7879967e-05,"d":"-9.79E-05"},{"v":4.8732647e-06,"d":"4.87E-06"},0,0,0,0,5,0.26,0.36,0.47,0.58,0.69,0.79,0.87,0.917,0.949,0.971,0.982,0.987,0.992,0.993,0.996,0.997,0.998,0.998,0.999,0.999,0.999,0.999,0,0,0,0,0,0,0,0,0,0,0,0,0,0,0,0]
["PCD51","L",2.5046638,-0.010149448,0.012653769,1.6566642E-4,{"v":5.3871747e-07,"d":"5.39E-07"},{"v":5.584093e-08,"d":"5.58E-08"},0,0,0,0,5,0.381,0.51,0.63,0.74,0.831,0.895,0.94,0.967,0.982,0.989,0.993,0.995,0.996,0.996,0.996,0.997,0.998,0.998,0.999,0.998,0.999,0.999,0.999,0.999,0.999,0.999,0.999,0.999,0.999,0.999,0.999,0.999,0.999,0.999,0.999,0.997,0.996,0.996,10,0.145,0.26,0.397,0.547,0.69,0.802,0.884,0.935,0.964,0.978,0.986,0.99,0.991,0.991,0.992,0.994,0.996,0.997,0.998,0.997,0.998,0.998,0.999,0.999,0.999,0.999,0.999,0.999,0.999,0.998,0.998,0.999,0.998,0.998,0.998,0.994,0.992,0.992]
["PCD53","L",2.5874309,-0.01042015,0.012477304,0.00078835344,{"v":-8.46718229999999e-05,"d":"-8.47E-05"},{"v":4.4959679e-06,"d":"4.50E-06"},0,0,0,0]
["PCS1","L",2.27202,-7.4231235E-3,0.012003968,-4.2581647E-4,{"v":7.17267199999999e-05,"d":"7.17E-05"},{"v":-3.5140186e-06,"d":"-3.51E-06"},0,0,0,0,5,0,0,0.08,0.29,0.57,0.77,0.88,0.93,0.96,0.973,0.981,0.987,0.991,0.992,0.992,0.993,0.994,0.996,0.999,0.999,0.999,0.999,0,0,0,0,0,0,0,0,0,0,0,0,0,0,0,0]
["SBF1","L",2.3615831,-0.00878619219999999,{"v":0.01629969,"d":"1.63E-02"},{"v":-0.00013169995,"d":"-1.32E-04"},{"v":6.53375e-05,"d":"6.53E-05"},{"v":-2.535166e-06,"d":"-2.54E-06"},0,0,0,0,5,0,0,0.02,0.08,0.31,0.56,0.74,0.85,0.91,0.945,0.964,0.978,0.987,0.993,0.995,0.997,0.998,0.999,0.999,0.999,0.998,0.998,0,0,0,0,0,0,0,0,0,0,0,0,0,0,0,0]
["SBF2","L",2.3022457,-0.010737695,0.012895507,0.00043069639,{"v":-1.6622236E-5,"d":"-1.66E-05"},{"v":1.1994611E-6,"d":"1.20E-06"},0,0,0,0,5,0,0,0.12,0.38,0.62,0.77,0.87,0.92,0.954,0.973,0.981,0.988,0.992,0.995,0.996,0.998,0.999,0.999,0.999,0.999,0.999,0.999,0,0,0,0,0,0,0,0,0,0,0,0,0,0,0,0]
["SBF5","L",2.2785145,-0.010326966,0.012629551,{"v":0.00037951788,"d":"3.80E-04"},{"v":-1.9676487e-05,"d":"-1.97E-05"},{"v":1.575384E-6,"d":"1.58E-06"},0,0,0,0,5,0,0,0.22,0.45,0.63,0.76,0.84,0.9,0.942,0.963,0.976,0.986,0.992,0.994,0.995,0.996,0.997,0.999,0.999,0.999,0.999,0.999,0,0,0,0,0,0,0,0,0,0,0,0,0,0,0,0]
["SBF6","L",2.2937261,-0.010550251,0.013126679,4.0132975E-4,{"v":-1.5642793E-5,"d":"-1.56E-05"},{"v":1.3111899E-6,"d":"1.31E-06"},0,0,0,0,5,0,0,0.07,0.35,0.54,0.69,0.79,0.87,0.92,0.947,0.964,0.977,0.983,0.986,0.988,0.989,0.992,0.998,0.999,0.999,0.999,0.999,0,0,0,0,0,0,0,0,0,0,0,0,0,0,0,0]
["TAC1","L",2.9132791,-0.010180964,0.025389613,-0.00088234983,0.00014849394,{"v":-6.2613577e-06,"d":"-6.26E-06"},0,0,0,0,5,0,0.05,0.21,0.35,0.5,0.62,0.73,0.81,0.87,0.86,0.94,0.955,0.967,0.98,0.981,0.986,0.991,0.995,0.996,0.997,0.998,0.998,0,0,0,0,0,0,0,0,0,0,0,0,0,0,0,0]
["TAC2","L",2.9717137,-0.014952593,0.020162868,9.4072283E-4,{"v":-8.8614104e-05,"d":"-8.86E-05"},{"v":5.3191242e-06,"d":"5.32E-06"},0,0,0,0,5,0.07,0.18,0.28,0.38,0.52,0.64,0.75,0.84,0.9,0.94,0.959,0.972,0.982,0.988,0.992,0.993,0.997,0.999,0.999,0.999,0.999,0.999,0.999,0.999,0.999,0.999,0.999,0.999,0.999,0.999,0.999,0.999,0.999,0.999,0.999,0.996,0.996,0.996,10,0.01,0.03,0.08,0.04,0.27,0.41,0.57,0.7,0.8,0.87,0.92,0.944,0.965,0.977,0.984,0.987,0.994,0.996,0.996,0.996,0.996,0.996,0.997,0.998,0.998,0.998,0.998,0.999,0.999,0.999,0.998,0.999,0.999,0.999,0.999,0.993,0.993,0.992]
["TAC4","L",2.9425645,-0.013266554,0.023559223,-1.6399009E-4,{"v":9.2370759e-05,"d":"9.24E-05"},{"v":-4.8615982e-06,"d":"-4.86E-06"},0,0,0,0,5,0.292,0.432,0.54,0.631,0.736,0.815,0.877,0.922,0.954,0.973,0.984,0.99,0.993,0.996,0.997,0.998,0.999,0.999,0.999,0.999,0.999,0.999,0.999,0.999,0.999,0.999,0.999,0.999,0.999,0.999,0.999,0.999,0.999,0.999,0.999,0.996,0.995,0.995]
["TAC40","L",2.9320875,-0.015012205,0.020326497,0.00072102913,{"v":-3.2112014e-05,"d":"-3.21E-05"},{"v":1.5763833E-6,"d":"1.58E-06"},0,0,0,0,5,0,0.08,0.17,0.28,0.42,0.56,0.69,0.8,0.88,0.93,0.958,0.973,0.984,0.992,0.994,0.996,0.998,0.999,0.999,0.999,0.999,0.999,0,0,0,0,0,0,0,0,0,0,0,0,0,0,0,0]
["TAC6","L",3.0182184,-0.015381633,0.021520137,0.00064608303,{"v":-3.2355748e-05,"d":"-3.24E-05"},{"v":2.0791593e-06,"d":"2.08E-06"},0,0,0,0,5,0.207,0.344,0.458,0.529,0.682,0.776,0.85,0.903,0.942,0.965,0.979,0.987,0.991,0.995,0.996,0.997,0.998,0.999,0.999,0.999,0.999,0.999,0.999,0.999,0.999,0.999,0.999,0.999,0.999,0.999,0.999,0.999,0.999,0.999,0.999,0.998,0.998,0.997]
["TAC8","L",2.9324178,-0.014603156,0.021121636,{"v":4.8240144E-5,"d":"4.82E-05"},{"v":4.9669475e-05,"d":"4.97E-05"},{"v":-2.4904491e-06,"d":"-2.49E-06"},0,0,0,0,5,0.421,0.577,0.684,0.75,0.83,0.886,0.924,0.953,0.968,0.98,0.987,0.991,0.994,0.996,0.998,0.998,0.999,0.999,0.999,0.999,0.999,0.999,0.999,0.999,0.999,0.999,0.999,0.999,0.999,0.999,0.999,0.999,0.999,0.999,0.999,0.991,0.992,0.993,10,0.178,0.333,0.467,0.562,0.689,0.785,0.853,0.908,0.938,0.96,0.973,0.982,0.989,0.992,0.995,0.997,0.998,0.998,0.999,0.999,0.999,0.999,0.999,0.999,0.999,0.999,0.999,0.999,0.999,0.999,0.999,0.999,0.999,0.999,0.998,0.982,0.983,0.986]
["TAF1","L",3.0736378,-0.015501284,0.023627699,0.00066300852,{"v":-2.8353438e-05,"d":"-2.84E-05"},{"v":2.2090799e-06,"d":"2.21E-06"},0,0,0,0,5,0,0.026,0.165,0.434,0.655,0.777,0.858,0.914,0.949,0.967,0.983,0.989,0.991,0.995,0.997,0.998,0.999,0.999,0.999,0.999,0.999,0.999,0.999,0.999,0.998,0.999,0.999,0.999,0.999,0.999,0.999,0.999,0.999,0.999,0.999,0.999,0.996,0.996,10,0,0,0.027,0.189,0.429,0.604,0.736,0.835,0.9,0.934,0.967,0.977,0.983,0.989,0.994,0.995,0.999,0.999,0.999,0.999,0.999,0.999,0.998,0.997,0.996,0.998,0.998,0.999,0.999,0.999,0.999,0.999,0.998,0.998,0.999,0.999,0.993,0.992]
["TAF2","L",3.1415564,-0.014370304,0.026483051,0.00095642714,{"v":-5.9411087e-05,"d":"-5.94E-05"},{"v":4.703953E-6,"d":"4.70E-06"},0,0,0,0,5,0,0,0,0.031,0.234,0.51,0.709,0.82,0.893,0.933,0.957,0.972,0.98,0.988,0.991,0.994,0.996,0.997,0.999,0.999,0.999,0.999,0.999,0.999,0.999,0.999,0.999,0.999,0.999,0.999,0.999,0.999,0.999,0.999,0.999,0.996,0.995,0.996]
["TAF3","L",3.1743707,-0.014110466,0.028862637,{"v":3.355949e-05,"d":"3.36E-05"},{"v":8.0422109e-05,"d":"8.04E-05"},{"v":-2.8956744E-6,"d":"-2.90E-06"},0,0,0,0,5,0,0,0,0.06,0.313,0.596,0.77,0.866,0.918,0.952,0.97,0.979,0.985,0.991,0.994,0.996,0.997,0.999,0.999,0.999,0.999,0.999,0.999,0.999,0.999,0.999,0.999,0.999,0.999,0.999,0.999,0.999,0.999,0.999,0.999,0.998,0.998,0.998,10,0,0,0,0,0.098,0.355,0.593,0.75,0.843,0.906,0.942,0.959,0.97,0.982,0.989,0.993,0.995,0.998,0.999,0.999,0.999,0.999,0.999,0.999,0.999,0.999,0.999,0.999,0.998,0.998,0.999,0.999,0.998,0.998,0.996,0.99,0.995,0.997]
["TAF3D","L",3.175337,-0.014107601,0.0278609,0.00040102824,{"v":2.4504764e-05,"d":"2.45E-05"},{"v":2.4435731e-08,"d":"2.44E-08"},0,0,0,0,5,0,0,0,0.028,0.291,0.569,0.755,0.859,0.92,0.952,0.971,0.981,0.988,0.994,0.996,0.997,0.998,0.999,0.999,0.999,0.999,0.999,0.999,0.999,0.999,0.999,0.999,0.999,0.999,0.999,0.999,0.999,0.999,0.999,0.999,0.998,0.998,0.998,10,0,0,0,0,0.085,0.324,0.57,0.737,0.846,0.907,0.942,0.963,0.975,0.987,0.992,0.994,0.996,0.998,0.999,0.999,0.999,0.999,0.999,0.999,0.999,0.999,0.998,0.999,0.998,0.998,0.998,0.998,0.998,0.998,0.998,0.996,0.995,0.995]
["TAF4","L",3.1212281,-0.014119909,0.026520622,0.00040415763,{"v":1.4260634E-5,"d":"1.43E-05"},{"v":3.164256e-07,"d":"3.16E-07"},0,0,0,0,5,0,0,0,0.141,0.464,0.7,0.829,0.898,0.942,0.964,0.978,0.985,0.99,0.994,0.996,0.997,0.999,0.999,0.999,0.999,0.999,0.999,0.999,0.999,0.999,0.999,0.999,0.999,0.999,0.999,0.999,0.999,0.999,0.999,0.999,0.997,0.996,0.996]
["TAF5","L",3.2191571,-0.015310562,0.02636257,0.0010534452,{"v":-6.1660412e-05,"d":"-6.17E-05"},{"v":3.97338969999999e-06,"d":"3.97E-06"},0,0,0,0,5,0,0,0.14,0.24,0.43,0.58,0.71,0.81,0.88,0.93,0.96,0.973,0.982,0.993,0.996,0.998,0.998,0.999,0.998,0.996,0.998,0.999,0,0,0,0,0,0,0,0,0,0,0,0,0,0,0,0]
["TAFD1","L",3.1962382,-0.0085657282,0.037216436,-1.7717903E-3,3.2701827E-4,{"v":-1.4634411E-5,"d":"-1.46E-05"},0,0,0,0,5,0,0,0,0.12,0.31,0.47,0.62,0.74,0.84,0.9,0.94,0.96,0.975,0.988,0.992,0.995,0.996,0.998,0.999,0.999,0.999,0.999,0,0,0,0,0,0,0,0,0,0,0,0,0,0,0,0]
["TAFD10","L",3.211602,-0.014581185,0.029189599,{"v":0.00051050078,"d":"5.11E-04"},{"v":2.7025299e-05,"d":"2.70E-05"},{"v":-1.8478476E-7,"d":"-1.85E-07"},0,0,0,0,5,0,0,0,0,0.15,0.39,0.61,0.75,0.84,0.9,0.94,0.96,0.975,0.985,0.99,0.993,0.997,0.998,0.998,0.999,0.999,0.999,0,0,0,0,0,0,0,0,0,0,0,0,0,0,0,0]
["TAFD13","L",3.3418389,-0.018611873,0.029925773,0.0031152211,-0.00029615072,{"v":2.0702978e-05,"d":"2.07E-05"},0,0,0,0,5,0,0,0,0,0,0,0,0,0.4,0.72,0.83,0.89,0.93,0.96,0.98,0.988,0.995,0.998,0.998,0.999,0.999,0.999,0,0,0,0,0,0,0,0,0,0,0,0,0,0,0,0]
["TAFD17","L",3.4225444,-0.016940489,0.032868087,0.0021092051,-0.00014315845,{"v":1.0815235E-5,"d":"1.08E-05"},0,0,0,0]
["TAFD2","L",3.282478,-0.013927347,0.032861818,{"v":2.933093E-4,"d":"2.93E-04"},{"v":8.3390008e-05,"d":"8.34E-05"},{"v":-3.0612744e-06,"d":"-3.06E-06"},0,0,0,0,5,0,0,0,0,0,0,0.21,0.49,0.76,0.86,0.91,0.94,0.96,0.99,0.994,0.996,0.998,0.998,0.999,0.999,0.999,0.999,0,0,0,0,0,0,0,0,0,0,0,0,0,0,0,0]
["TAFD20","L",3.4851409,-0.017200575,0.040838495,0.0034909158,-2.8084367E-4,{"v":2.8650905e-05,"d":"2.87E-05"},0,0,0,0]
["TAFD21","L",3.5865622,-0.021123005,0.042681557,0.0046837029,-0.00041200855,{"v":3.9134356e-05,"d":"3.91E-05"},0,0,0,0]
["TAFD25","L",3.4905528,-0.016325771,0.041146322,0.0027169124,-1.8260518E-4,{"v":2.0641862e-05,"d":"2.06E-05"},0,0,0,0,5,0,0,0,0,0,0,0,0.023,0.264,0.593,0.787,0.88,0.924,0.962,0.977,0.984,0.99,0.993,0.998,0.998,0.997,0.997,0.998,0.999,0.999,0.998,0.998,0.998,0.998,0.999,0.999,0.999,0.999,0.999,0.999,0.999,0.998,0.998,10,0,0,0,0,0,0,0,0,0.069,0.352,0.619,0.775,0.854,0.926,0.955,0.969,0.98,0.986,0.996,0.995,0.995,0.995,0.996,0.997,0.997,0.996,0.996,0.996,0.997,0.997,0.998,0.998,0.998,0.998,0.999,0.998,0.996,0.997]
["TAFD30","L",3.4419038,-0.014175245,0.03435104,{"v":0.0011752271,"d":"1.18E-03"},{"v":-3.9010343e-05,"d":"-3.90E-05"},{"v":3.7417054e-06,"d":"3.74E-06"},0,0,0,0,5,0,0,0.032,0.172,0.427,0.608,0.733,0.82,0.884,0.928,0.952,0.967,0.976,0.985,0.99,0.994,0.996,0.998,0.999,0.999,0.999,0.999,0.999,0.999,0.999,0.999,0.999,0.999,0.999,0.999,0.999,0.999,0.999,0.999,0.999,0.999,0.998,0.998,10,0,0,0,0.029,0.183,0.37,0.537,0.672,0.781,0.86,0.906,0.935,0.953,0.971,0.98,0.987,0.992,0.997,0.999,0.999,0.999,0.999,0.997,0.997,0.997,0.998,0.997,0.998,0.997,0.997,0.998,0.998,0.998,0.999,0.999,0.999,0.996,0.996]
["TAFD31","L",3.5688967,-0.013123062,0.04165243,0.0013516113,{"v":-3.6862832e-05,"d":"-3.69E-05"},{"v":7.795901e-06,"d":"7.80E-06"},0,0,0,0]
["TAFD32","L",3.396108,{"v":-0.013087065,"d":"-1.31E-02"},{"v":0.034853516,"d":"3.49E-02"},{"v":0.00079083177,"d":"7.91E-04"},{"v":7.6995212e-06,"d":"7.70E-06"},{"v":2.3516742e-06,"d":"2.35E-06"},0,0,0,0,5,0,0,0,0,0.126,0.373,0.6,0.744,0.839,0.894,0.929,0.952,0.965,0.979,0.985,0.989,0.993,0.995,0.998,0.999,0.999,0.999,0.999,0.999,0.999,0.999,0.999,0.999,0.999,0.999,0.999,0.999,0.999,0.999,0.999,0.999,0.998,0.998,10,0,0,0,0,0.016,0.139,0.36,0.553,0.704,0.8,0.864,0.906,0.932,0.958,0.971,0.979,0.986,0.99,0.996,0.997,0.998,0.999,0.999,0.999,0.999,0.998,0.998,0.998,0.998,0.998,0.998,0.998,0.998,0.998,0.998,0.998,0.997,0.997]
["TAFD33","L",3.4316955,-0.013156273,0.035631862,0.00091378109,{"v":-4.0366886E-6,"d":"-4.04E-06"},{"v":3.3867688e-06,"d":"3.39E-06"},0,0,0,0,5,0,0,0,0,0,0,0.132,0.413,0.682,0.82,0.891,0.929,0.951,0.971,0.98,0.986,0.99,0.993,0.997,0.997,0.998,0.999,0.999,0.999,0.999,0.998,0.998,0.998,0.998,0.998,0.998,0.998,0.998,0.998,0.998,0.998,0.997,0.997,10,0,0,0,0,0,0,0.017,0.171,0.464,0.672,0.794,0.864,0.904,0.943,0.961,0.972,0.98,0.986,0.993,0.995,0.996,0.997,0.998,0.999,0.998,0.996,0.997,0.997,0.997,0.997,0.996,0.997,0.996,0.996,0.996,0.995,0.994,0.995]
["TAFD35","L",3.5274747,-0.014839948,0.039745402,{"v":1.803472E-3,"d":"1.80E-03"},{"v":-8.9279334e-05,"d":"-8.93E-05"},{"v":1.1377783E-5,"d":"1.14E-05"},0,0,0,0,5,0,0,0,0,0,0,0,0.19,0.52,0.74,0.85,0.9,0.937999999999999,0.965,0.976,0.983,0.988,0.992,0.996,0.997,0.997,0.998,0.998,0.999,0.999,0.999,0.998,0.998,0.998,0.997,0.997,0.997,0.997,0.996,0.996,0.995,0.994,0.994,10,0,0,0,0,0,0,0,0.03,0.27,0.55,0.73,0.82,0.879,0.931,0.953,0.966,0.976,0.984,0.993,0.993,0.994,0.995,0.996,0.996,0.996,0.996,0.996,0.996,0.995,0.994,0.994,0.994,0.993,0.992,0.992,0.99,0.988,0.989]
["TAFD37","L",3.4943369,-0.013647624,0.03883317,1.1132555E-3,{"v":-7.402237e-06,"d":"-7.40E-06"},{"v":5.30277539999999e-06,"d":"5.30E-06"},0,0,0,0,5,0,0,0,0,0,0,0.024,0.287,0.603,0.773,0.863,0.913,0.94,0.966,0.977,0.983,0.988,0.992,0.996,0.997,0.997,0.997,0.998,0.998,0.998,0.999,0.999,0.999,0.999,0.999,0.999,0.999,0.999,0.999,0.999,0.999,0.999,0.999,10,0,0,0,0,0,0,0,0.082,0.364,0.597,0.745,0.833,0.884,0.934,0.955,0.967,0.977,0.984,0.992,0.994,0.994,0.995,0.995,0.996,0.997,0.998,0.997,0.998,0.998,0.998,0.999,0.999,0.999,0.999,0.999,0.999,0.998,0.999]
["TAFD37A","L",{"v":3.4958125,"d":"3.50E+00"},{"v":-0.014342354,"d":"-1.43E-02"},{"v":0.037807251,"d":"3.78E-02"},{"v":0.0014184073,"d":"1.42E-03"},{"v":-4.6470269e-05,"d":"-4.65E-05"},{"v":6.919444e-06,"d":"6.92E-06"},0,0,0,0,5,0,0,0,0,0,0,0.074,0.382,0.629,0.789,0.866,0.911,0.938,0.965,0.977,0.984,0.989,0.992,0.997,0.998,0.998,0.998,0.998,0.998,0.998,0.995,0.995,0.994,0.994,0.994,0.993,0.993,0.993,0.993,0.992,0.992,0.99,0.991,10,0,0,0,0,0,0,0,0.146,0.396,0.623,0.75,0.831,0.88,0.931,0.954,0.968,0.977,0.985,0.994,0.995,0.995,0.995,0.996,0.996,0.996,0.99,0.99,0.988,0.987,0.987,0.987,0.986,0.986,0.985,0.985,0.984,0.981,0.981]
["TAFD40","L",3.8106232,-0.016351565,0.058801097,0.0034919026,-0.0001694811,{"v":3.2569333e-05,"d":"3.26E-05"},0,0,0,0,5,0,0,0,0,0,0,0,0,0,0.196,0.468,0.664,0.776,0.884,0.934,0.959,0.972,0.981,0.994,0.997,0.998,0.999,0.999,0.999,0.999,0.999,0.999,0.999,0.999,0.999,0.999,0.999,0.999,0.999,0.999,0.999,0.999,0.999,10,0,0,0,0,0,0,0,0,0,0.039,0.219,0.441,0.602,0.782,0.873,0.919,0.945,0.962,0.988,0.994,0.997,0.997,0.998,0.998,0.998,0.998,0.999,0.998,0.999,0.999,0.999,0.999,0.999,0.999,0.999,0.999,0.998,0.998]
["TAFD40W","L",3.8106232,{"v":-0.016351565,"d":"-1.64E-02"},{"v":0.058801097,"d":"5.88E-02"},{"v":0.0034919026,"d":"3.49E-03"},{"v":-0.0001694811,"d":"-1.69E-04"},{"v":3.2569333e-05,"d":"3.26E-05"},0,0,0,0,5,0,0,0,0,0,0,0,0,0,0.276,0.606,0.805,0.894,0.956,0.976,0.983,0.988,0.991,0.996,0.997,0.998,0.998,0.998,0.999,0.999,0.999,0.999,0.999,0.999,0.999,0.999,0.999,0.999,0.999,0.999,0.999,0.997,0.997,10,0,0,0,0,0,0,0,0,0,0.076,0.368,0.649,0.799,0.914,0.952,0.967,0.976,0.983,0.992,0.995,0.996,0.996,0.997,0.998,0.998,0.998,0.999,0.999,0.999,0.999,0.999,0.999,0.999,0.999,0.999,0.998,0.993,0.995]
["TAFD43","L",3.7915991,-8.0816116E-3,0.069320638,2.4172533E-3,{"v":1.0693987e-05,"d":"1.07E-05"},{"v":2.323537e-05,"d":"2.32E-05"},0,0,0,0,5,0,0,0,0,0,0,0,0,0.05,0.27,0.53,0.71,0.82,0.92,0.96,0.98,0.99,0.99,0.997,0.998,0.999,0.999,0,0,0,0,0,0,0,0,0,0,0,0,0,0,0,0]
["TAFD45","L",3.672962,-0.0151805,0.0457187,0.002186221,{"v":-9.93742e-05,"d":"-9.94E-05"},{"v":1.490466E-5,"d":"1.49E-05"},0,0,0,0,5,0,0,0,0,0,0,0,0.102,0.398,0.674,0.817,0.888,0.926,0.959,0.974,0.982,0.988,0.993,0.999,0.999,0.999,0.999,0.999,0.999,0.998,0.998,0.998,0.999,0.999,0.999,0.999,0.999,0.999,0.999,0.999,0.999,0.999,0.999,10,0,0,0,0,0,0,0,0,0.158,0.454,0.668,0.788,0.857,0.921,0.95,0.964,0.977,0.986,0.997,0.999,0.999,0.999,0.999,0.999,0.999,0.999,0.999,0.999,0.999,0.999,0.999,0.999,0.999,0.999,0.999,0.999,0.998,0.998]
["TAFD5","L",3.2729098,-0.012888257,0.033451363,{"v":-6.8221381e-05,"d":"-6.82E-05"},1.1215427E-4,{"v":-4.0485659e-06,"d":"-4.05E-06"},0,0,0,0,5,0,0,0,0.05,0.16,0.39,0.61,0.75,0.84,0.9,0.94,0.96,0.975,0.989,0.992,0.993,0.998,0.998,0.998,0.998,0.998,0.998,0.999,0.999,0.999,0.999,0.999,0.999,0.999,0.999,0.999,0.999,0.999,0.999,0.999,0.998,0.997,0.997]
["TAFD55","L",3.8317578,-0.015266397,0.054573843,0.0023109346,{"v":-4.4476201e-05,"d":"-4.45E-05"},{"v":1.6143887e-05,"d":"1.61E-05"},0,0,0,0,5,0,0,0,0,0,0,0,0,0.1434,0.4373,0.6677,0.7954,0.8657,0.9328,0.9616,0.9748,0.9838,0.9902,0.9979,0.999,0.999,0.999,0.999,0.999,0.999,0.999,0.999,0.999,0.999,0.999,0.999,0.999,0.999,0.999,0.999,0.999,0.998,0.998,10,0,0,0,0,0,0,0,0,0.0206,0.1913,0.4458,0.6327,0.7494,0.8702,0.9246,0.9502,0.9679,0.9805,0.9958,0.9981,0.999,0.999,0.997,0.998,0.998,0.998,0.998,0.998,0.998,0.998,0.998,0.998,0.998,0.998,0.998,0.998,0.995,0.996]
["TAFD55W","L",3.8317578,{"v":-0.015266397,"d":"-1.53E-02"},{"v":0.054573843,"d":"5.46E-02"},{"v":0.0023109346,"d":"2.31E-03"},{"v":-4.4476201e-05,"d":"-4.45E-05"},{"v":1.6143887e-05,"d":"1.61E-05"},0,0,0,0,5,0.214,0.559,0.777,0.882,0.93,0.967,0.98,0.986,0.99,0.993,0.997,0.998,0.998,0.999,0.999,0.999,0.999,0.999,0.999,0.999,0.999,0.999,0.999,0.999,0.999,0.999,0.999,0.999,0.997,0.997,10,0.046,0.313,0.603,0.777,0.864,0.935,0.96,0.972,0.98,0.986,0.994,0.996,0.997,0.997,0.999,0.999,0.999,0.999,0.999,0.999,0.999,0.999,0.999,0.999,0.999,0.999,0.999,0.998,0.993,0.993]
["TAFD5F","L",3.275546,-0.014470354,0.030922062,0.00073289981,{"v":4.6573307e-06,"d":"4.66E-06"},{"v":1.8242746E-6,"d":"1.82E-06"},0,0,0,0,5,0,0,0,0,0.142,0.434,0.678,0.821,0.892,0.937,0.96,0.971,0.982,0.989,0.994,0.994,0.996,0.999,0.999,0.999,0.999,0.998,0.999,0.999,0.999,0.999,0.999,0.999,0.999,0.999,0.999,0.999,0.999,0.999,0.999,0.998,0.997,0.997,10,0,0,0,0,0.02,0.189,0.459,0.675,0.796,0.877,0.922,0.944,0.965,0.978,0.987,0.988,0.993,0.998,0.999,0.999,0.998,0.997,0.998,0.998,0.998,0.996,0.997,0.997,0.997,0.998,0.998,0.998,0.998,0.998,0.998,0.995,0.994,0.994]
["TAFD5G","L",3.2756799,-0.014485625,0.030780102,0.00078915515,{"v":-4.0810229E-6,"d":"-4.08E-06"},{"v":2.2273965e-06,"d":"2.23E-06"},0,0,0,0,5,0,0,0,0,0.185,0.465,0.682,0.809,0.886,0.927,0.953,0.968,0.977,0.986,0.991,0.994,0.996,0.997,0.999,0.999,0.999,0.999,0.999,0.999,0.999,0.999,0.999,0.999,0.999,0.999,0.999,0.999,0.999,0.998,0.998,0.997,0.997,0.997,10,0,0,0,0,0.034,0.217,0.465,0.654,0.784,0.86,0.908,0.937999999999999,0.955,0.973,0.982,0.987,0.991,0.994,0.997,0.997,0.998,0.998,0.999,0.999,0.999,0.998,0.998,0.998,0.997,0.997,0.997,0.997,0.997,0.997,0.997,0.995,0.993,0.994]
["TAFD6","L",3.3485161,-0.02663042,0.0096339899,0.0084430193,-0.0012429001,{"v":7.6509084e-05,"d":"7.65E-05"},0,0,0,0,5,0,0.08,0.08,0.14,0.27,0.42,0.57,0.72,0.82,0.89,0.93,0.96,0.975,0.989,0.992,0.996,0.996,0.997,0.997,0.997,0.997,0.998,0,0,0,0,0,0,0,0,0,0,0,0,0,0,0,0]
["TAFD65","L",4.0113202,{"v":-0.017752009,"d":"-1.78E-02"},{"v":0.05856933,"d":"5.86E-02"},{"v":0.0043200932,"d":"4.32E-03"},{"v":-0.00031070842,"d":"-3.11E-04"},{"v":3.7485638e-05,"d":"3.75E-05"},0,0,0,0,5,0,0,0,0,0,0,0,0,0.031,0.295,0.529,0.685,0.781,0.884,0.932,0.956,0.97,0.981,0.994,0.997,0.998,0.998,0.998,0.998,0.998,0.999,0.999,0.999,0.999,0.999,0.999,0.999,0.999,0.999,0.999,0.999,0.998,0.998,10,0,0,0,0,0,0,0,0,0,0.087,0.28,0.469,0.609,0.781,0.868,0.913,0.941,0.962,0.989,0.994,0.995,0.996,0.997,0.997,0.997,0.999,0.999,0.998,0.998,0.998,0.998,0.998,0.998,0.998,0.998,0.998,0.997,0.997]
["TAFD9","L",3.3053888,-0.015710133,0.036707704,{"v":0.0023658223,"d":"2.37E-03"},{"v":-0.00015581867,"d":"-1.56E-04"},{"v":1.7722902e-05,"d":"1.77E-05"},0,0,0,0,5,0,0,0,0,0,0,0,0,0,0.16,0.43,0.67,0.82,0.94,0.97,0.978,0.986,0.993,0.999,0.999,0.999,0.999,0,0,0,0,0,0,0,0,0,0,0,0,0,0,0,0]
["ZNC1","L",2.3183336,-0.00999492259999999,0.010598834,{"v":0.00078929099,"d":"7.89E-04"},{"v":-8.0517518e-05,"d":"-8.05E-05"},{"v":4.1882755e-06,"d":"4.19E-06"},0,0,0,0,5,0,0.19,0.47,0.69,0.83,0.91,0.959,0.977,0.991,0.995,0.997,0.999,0.999,0.999,0.999,0.999,0.999,0.999,0.999,0.999,0.999,0.999,0,0,0,0,0,0,0,0,0,0,0,0,0,0,0,0]
["ZNC5","L",2.3135349,-0.0070158859,0.01414176,{"v":-6.9145569e-05,"d":"-6.91E-05"},{"v":4.1303288e-05,"d":"4.13E-05"},{"v":-1.7655522e-06,"d":"-1.77E-06"},0,0,0,0,5,0,0,0.35,0.61,0.79,0.89,0.944,0.969,0.983,0.989,0.99,0.992,0.995,0.998,0.998,0.999,0.999,0.999,0.999,0.999,0.999,0.999,0,0,0,0,0,0,0,0,0,0,0,0,0,0,0,0]
["ZNC7","L",2.2445768,-0.0092967285,0.011621875,{"v":1.9896384e-06,"d":"1.99E-06"},{"v":2.0493539E-5,"d":"2.05E-05"},{"v":-8.7870606e-07,"d":"-8.79E-07"},0,0,0,0,5,0,0,0,0.16,0.4,0.6,0.75,0.84,0.9,0.939,0.957,0.974,0.979,0.987,0.989,0.99,0.992,0.996,0.999,0.999,0.999,0.999,0,0,0,0,0,0,0,0,0,0,0,0,0,0,0,0]

{"sheet":"Kodak","index":9,"n_rows":10,"n_cols":12,"rows_kept":10}
["Name","Eqn","A1","A2","A3","A4","A5","A6","A7","A8","A9","A10"]
["EK115","L",2.8677306,-0.039640212,{"v":-0.0048817782,"d":"-4.88E-03"},{"v":0.0069273232,"d":"6.93E-03"},{"v":-0.00088104684,"d":"-8.81E-04"},{"v":4.5414018e-05,"d":"4.54E-05"},{"v":0,"d":"0.00E+00"},{"v":0,"d":"0.00E+00"},{"v":0,"d":"0.00E+00"},{"v":0,"d":"0.00E+00"}]
["EK215","L",2.943918,-0.01390944,0.02301011,{"v":-4.8601641e-06,"d":"-4.86E-06"},{"v":7.124121e-05,"d":"7.12E-05"},{"v":-3.7993707E-6,"d":"-3.80E-06"},{"v":0,"d":"0.00E+00"},{"v":0,"d":"0.00E+00"},{"v":0,"d":"0.00E+00"},{"v":0,"d":"0.00E+00"}]
["EK325","L",2.9779081,-0.018726726,0.022100973,{"v":0.0011765282,"d":"1.18E-03"},{"v":-7.9447324e-05,"d":"-7.94E-05"},{"v":5.3999922e-06,"d":"5.40E-06"},{"v":0,"d":"0.00E+00"},{"v":0,"d":"0.00E+00"},{"v":0,"d":"0.00E+00"},{"v":0,"d":"0.00E+00"}]
["EK415","L",2.9818677,-0.022009902,0.018536276,0.0024889954,-0.00025120482,{"v":1.5069225E-5,"d":"1.51E-05"},{"v":0,"d":"0.00E+00"},{"v":0,"d":"0.00E+00"},{"v":0,"d":"0.00E+00"},{"v":0,"d":"0.00E+00"}]
["EK445","L",3.3915337,0.010544499,0.052606378,-0.0030450833,0.00039145508,{"v":-1.0228299e-05,"d":"-1.02E-05"},{"v":0,"d":"0.00E+00"},{"v":0,"d":"0.00E+00"},{"v":0,"d":"0.00E+00"},{"v":0,"d":"0.00E+00"}]
["EK455","L",3.2894087,-0.088654156,-0.045627406,0.022365092,-0.0029289761,1.5391052E-4,{"v":0,"d":"0.00E+00"},{"v":0,"d":"0.00E+00"},{"v":0,"d":"0.00E+00"},{"v":0,"d":"0.00E+00"}]
["EK497","L",2.6162763,-0.013492522,0.0213155,{"v":7.21919039999999e-05,"d":"7.22E-05"},{"v":5.9363418e-05,"d":"5.94E-05"},{"v":-1.6964831e-06,"d":"-1.70E-06"},{"v":0,"d":"0.00E+00"},{"v":0,"d":"0.00E+00"},{"v":0,"d":"0.00E+00"},{"v":0,"d":"0.00E+00"}]
["EK812","L",3.5636916,0.0011130332,0.073378849,0.0025279862,{"v":2.0909998e-06,"d":"2.09E-06"},{"v":3.770991e-05,"d":"3.77E-05"},{"v":0,"d":"0.00E+00"},{"v":0,"d":"0.00E+00"},{"v":0,"d":"0.00E+00"},{"v":0,"d":"0.00E+00"}]
["EK992","L",3.4779141,-0.034063888,0.038134438,0.011778904,-0.0012601413,0.00010602043,{"v":0,"d":"0.00E+00"},{"v":0,"d":"0.00E+00"},{"v":0,"d":"0.00E+00"},{"v":0,"d":"0.00E+00"}]

{"sheet":"Mitsui","index":10,"n_rows":5,"n_cols":12,"rows_kept":5}
["Name","Eqn","A1","A2","A3","A4","A5","A6","A7","A8","A9","A10"]
["APL5014CL","L",2.34232978600098,{"v":-0.000705971128915275,"d":"-7.06E-04"},{"v":0.0144801133199528,"d":"1.45E-02"},{"v":0.000172130051314848,"d":"1.72E-04"},{"v":-2.4225289415565e-06,"d":"-2.42E-06"},{"v":9.97640534925434e-07,"d":"9.98E-07"},0,0,0,0]
["APL5014GH","L",2.343111291,-0.001255932411,0.01382377736,0.0003411742018,-2.237473065e-05,1.80570309e-06,0,0,0,0]
["APL5015AL","L",2.34281620278555,{"v":-9.09469336209075E-4,"d":"-9.09E-04"},{"v":0.0141892498486298,"d":"1.42E-02"},{"v":0.000251086094274284,"d":"2.51E-04"},{"v":-1.14668198053379E-5,"d":"-1.15E-05"},{"v":1.31335287209702e-06,"d":"1.31E-06"},0,0,0,0]
["APL5514ML","L",2.34593637075715,{"v":-0.00183554574315036,"d":"-1.84E-03"},{"v":0.0130023412264204,"d":"1.30E-02"},{"v":0.000550708605622612,"d":"5.51E-04"},{"v":-3.89011872832693e-05,"d":"-3.89E-05"},{"v":1.83225621121767E-6,"d":"1.83E-06"},0,0,0,0]

{"sheet":"Nikon","index":11,"n_rows":13,"n_cols":50,"rows_kept":13}
["Name","Eqn","A1","A2","A3","A4","A5","A6","A7","A8","A9","A10","t (mm)",2500,2325,1970,1530,1060,706,656,644,632,589,546,500,480,460,436,420,405,400,390,380,370,365,360,334,320,313,297,290,280,270,260,248,229,193,184,157,240]
["N4786","S",0.795944286,0.00371401467,{"v":0.356650937,"d":"3.57E-01"},{"v":0.0125884185,"d":"1.26E-02"},{"v":0.98008113,"d":"9.80E-01"},190.314843,0,0,0,0,10,0.961,0.955,0.979,0.988,0.993,0.998,0.999,0.998,0.998,0.999,0.999,0.999,0.999,0.999,0.999,0.999,0.999,0.999,0.999,0.999,0.999,0.9989,0.999,0.998,0.998,0.998,0.999,0.999,0.999,0.999,0.999,0.997,0.996,0.993,0.989,0.983,0.973]
["N5165","S",1.12790724,0.00673602593,0.129745283,0.0228274219,0.994872985,94.2587142,0,0,0,0,10,0.76,0.86,0.969,0.987,0.994,0.976,0.999,0.999,0.999,0.999,0.999,0.999,0.999,0.999,0.999,0.999,0.999,0.999,0.999,0.999,0.999,0.999,0.998,0.996,0.995,0.991,0.976,0.935,0.818,0.557,0.222,0.04]
["N5742","S",1.30326513,0.00977713845,0.127313632,{"v":0.0463756328,"d":"4.64E-02"},{"v":0.895143157,"d":"8.95E-01"},{"v":107.962139,"d":"1.08E+02"},0,0,0,0,10,0.85,0.88,0.943,0.974,0.995,0.997,0.999,0.999,0.999,0.999,0.999,0.999,0.999,0.999,0.999,0.999,0.999,0.999,0.999,0.999,0.999,0.999,0.999,0.995,0.993,0.987,0.965,0.88,0.549,0.06]
["N5859","S",1.06973916,0.00562417858,0.422042806,0.0188055076,0.897510953,71.2142596,0,0,0,0,10,0.44,0.72,0.915,0.966,0.982,0.966,0.999,0.998,0.999,0.999,0.999,0.999,0.999,0.999,0.999,0.999,0.999,0.999,0.999,0.999,0.999,0.998,0.998,0.997,0.996,0.995,0.994,0.991,0.986,0.98,0.973,0.961,0.943,0.912,0.851,0.725,0.516]
["N7054","S",1.18710503,0.00549101471,0.669241576,0.0196008925,1.10329256,83.1244339,0,0,0,0,10,0.6,0.86,0.951,0.981,0.993,0.993,0.999,0.999,0.998,0.999,0.999,0.998,0.999,0.998,0.999,0.999,0.998,0.998,0.998,0.998,0.998,0.997,0.996,0.994,0.992,0.99,0.988,0.983,0.975,0.965,0.953,0.935,0.903,0.842,0.717,0.492,0.213]
["NICFA","S",0.581797965,0.002477442,0.373232342,0.01032026,0.083677196,0.010323473,2.362937485,738.225997708,0,0,10,0.998,0.998,0.998,0.998,0.998,0.998,0.998,0.998,0.998,0.998,0.998,0.998,0.998,0.998,0.998,0.998,0.998,0.998,0.998,0.998,0.998,0.998,0.998,0.998,0.998,0.998,0.998,0.998,0.998,0.998,0.998,0.998,0.998,0.998,0.998,0.975]
["NICFU","S",0.581797965,0.002477442,0.373232342,{"v":0.01032026,"d":"1.03E-02"},{"v":0.083677196,"d":"8.37E-02"},{"v":0.010323473,"d":"1.03E-02"},2.362937485,738.225997708,0,0,10,0.998,0.998,0.998,0.998,0.998,0.998,0.998,0.998,0.998,0.998,0.998,0.998,0.998,0.998,0.998,0.998,0.998,0.998,0.998,0.998,0.998,0.998,0.998,0.998,0.998,0.998,0.998,0.998,0.998,0.998,0.998,0.998,0.998,0.951,0.949,0.86]
["NICFV","S",{"v":0.581797965,"d":"5.82E-01"},{"v":0.002477442,"d":"2.48E-03"},{"v":0.373232342,"d":"3.73E-01"},{"v":0.01032026,"d":"1.03E-02"},{"v":0.083677196,"d":"8.37E-02"},{"v":0.010323473,"d":"1.03E-02"},{"v":2.362937485,"d":"2.36E+00"},{"v":738.225997708,"d":"7.38E+02"},0,0,10,0.998,0.998,0.998,0.998,0.998,0.998,0.998,0.998,0.998,0.998,0.998,0.998,0.998,0.998,0.998,0.998,0.998,0.998,0.998,0.998,0.998,0.998,0.998,0.998,0.998,0.998,0.998,0.998,0.998,0.998,0.998,0.998,0.998,0.998,0.998,0.995]
["NIFSA","S",0.565169763,0.003823156,0.422092787,0.011444418,0.11689465,0.015169704,0.883720207,96.425408086,0,0,10,0.765,0.91,0.995,0.999,0.999,0.999,0.999,0.999,0.999,0.999,0.999,0.999,0.999,0.999,0.999,0.999,0.999,0.999,0.999,0.999,0.999,0.999,0.999,0.999,0.999,0.999,0.998621381939712,0.999,0.999,0.999,0.999,0.999,0.999,0.99874811292931,0.995,1.28620282782722E-5]
["NIFSS","S",0.565169763,0.003823156,0.422092787,0.011444418,0.11689465,0.015169704,0.883720207,96.425408086,0,0,10,0.765,0.91,0.995,0.999,0.999,0.999,0.999,0.999,0.999,0.999,0.999,0.999,0.999,0.999,0.999,0.999,0.999,0.999,0.999,0.999,0.999,0.999,0.999,0.999,0.999,0.999,0.998407057223972,0.999,0.999,0.999,0.999,0.999,0.999,0.984]
["NIFSU","S",0.565169763,0.003823156,0.422092787,{"v":0.011444418,"d":"1.14E-02"},{"v":0.11689465,"d":"1.17E-01"},{"v":0.015169704,"d":"1.52E-02"},0.883720207,96.425408086,0,0,10,0.765,0.91,0.995,0.999,0.999,0.999,0.999,0.999,0.999,0.999,0.999,0.999,0.999,0.999,0.999,0.999,0.999,0.999,0.999,0.999,0.999,0.999,0.999,0.999,0.999,0.999,0.997713101861476,0.999,0.999,0.999,0.999,0.999,0.999,0.995]
["NIFSV","S",0.640349086,4.253794E-3,0.374308316,{"v":0.012779842,"d":"1.28E-02"},{"v":0.089750539,"d":"8.98E-02"},{"v":0.014004437,"d":"1.40E-02"},0.908924481,99.323189102,0,0,10,0.99,0.999,0.999,0.999,0.999,0.999,0.999,0.999,0.999,0.999,0.999,0.999,0.999,0.999,0.999,0.999,0.999,0.999,0.999,0.999,0.999,0.999,0.999,0.999,0.999,0.999,0.998326281471166,0.999,0.999,0.999,0.999,0.999,0.999,0.999421604636432,0.999,0.363]

{"sheet":"NHG","index":12,"n_rows":207,"n_cols":84,"rows_kept":207}
["Name","Eqn","A1","A2","A3","A4","A5","A6","A7","A8","A9","A10","t (mm)",15000,14000,13000,12000,11000,10000,9000,8000,7000,6000,5000,4000,3000,2000,1000,600,550,500,480,460,440,420,400,390,380,370,360,350,340,330,320,310,300,290,280,"t (mm)",2400,2200,2000,1800,1600,1400,1200,1060,1000,950,900,850,800,700,650,600,550,500,480,460,440,420,400,390,380,370,360,350,340,330,320,310,300,290,280]
["BAF12","L",2.48070834,-0.00856538881,{"v":0.0150777957,"d":"1.51E-02"},{"v":0.000514017357,"d":"5.14E-04"},{"v":-3.59829495e-05,"d":"-3.60E-05"},2.64958967E-6,0,0,0,0,5,0.999,0.999,0.999,0.999,0.999,0.999,0.999,0.997,0.997,0.996,0.994,0.992,0.989,0.986,0.982,0.969,0.952,0.91,0.803,0.548,0.159,10,0.998,0.998,0.998,0.998,0.998,0.998,0.998,0.994,0.994,0.992,0.988,0.984,0.978,0.972,0.964,0.939,0.906,0.828,0.645,0.3,0]
["DK9","L",2.27095299,-0.0108648469,0.0105786491,1.54454636E-4,5.64088446e-06,-4.70999004e-07,0,0,0,0,5,0.878,0.939,0.985,0.995,0.999,0.999,0.999,0.999,0.999,0.999,0.999,0.999,0.999,0.999,0.999,0.999,0.999,0.999,0.999,0.999,0.999,0.999,0.999,0.998,0.997,0.996,0.993,0.987,0.973,0.947,0.891,0.774,0.556,0.256,10,0.771,0.882,0.97,0.99,0.998,0.998,0.998,0.998,0.998,0.998,0.998,0.998,0.998,0.998,0.998,0.998,0.998,0.998,0.998,0.998,0.998,0.998,0.998,0.997,0.996,0.995,0.987,0.976,0.95,0.898,0.794,0.598,0.308,0.066]
["DLAF731","L",2.91839395,-0.0131881796,0.0256126448,{"v":0.000959611523,"d":"9.60E-04"},{"v":-3.53323234e-05,"d":"-3.53E-05"},{"v":4.57862484E-6,"d":"4.58E-06"},0,0,0,0,5,0.9,0.982,0.995,0.999,0.999,0.999,0.999,0.999,0.999,0.999,0.999,0.999,0.999,0.999,0.999,0.999,0.997,0.995,0.992,0.989,0.985,0.975,0.967,0.951,0.923,0.863,0.728,0.41,0.057,10,0.81,0.964,0.99,0.998,0.998,0.998,0.998,0.998,0.998,0.998,0.998,0.998,0.998,0.998,0.998,0.998,0.995,0.992,0.988,0.982,0.974,0.953,0.937,0.908,0.856,0.752,0.535,0.171,0.008]
["DLAF743","L",2.97441605,-0.0138572738,0.021964918,8.10197466E-4,-4.79702937e-05,3.00170973e-06,0,0,0,0,5,0.827,0.955,0.984,0.995,0.999,0.999,0.999,0.999,0.999,0.999,0.999,0.999,0.999,0.999,0.999,0.999,0.999,0.999,0.999,0.997,0.995,0.993,0.99,0.987,0.981,0.97,0.95,0.918,0.872,0.807,0.727,0.605,0.536,0.45,0.31,10,0.684,0.911,0.969,0.99,0.998,0.998,0.998,0.998,0.998,0.998,0.998,0.998,0.998,0.998,0.998,0.998,0.998,0.998,0.998,0.994,0.99,0.986,0.98,0.975,0.963,0.943,0.902,0.843,0.76,0.652,0.528,0.368,0.289,0.203,0.094]
["DLAF768","L",3.0561501,-0.013847096,0.02431126,0.00049800267,-7.3186759e-06,1.2404098E-6,0,0,0,0,5,0.996,0.996,0.996,0.996,0.995,0.995,0.995,0.994,0.99,0.984,0.975,0.952,0.91,0.86,0.77,0.63,0.436,0.257,0.119,10,0.991,0.992,0.993,0.992,0.991,0.993,0.99,0.985,0.976,0.961,0.939,0.871,0.803,0.681,0.51,0.32,0.128,0,0]
["DLAK6","L",2.81505089,-0.0141604226,0.01826732,6.74961616E-4,-4.03278304e-05,2.3918665e-06,0,0,0,0,5,0.834,0.962,0.99,0.997,0.999,0.999,0.999,0.999,0.999,0.999,0.999,0.999,0.999,0.999,0.999,0.999,0.999,0.998,0.999,0.999,0.998,0.997,0.996,0.995,0.993,0.99,0.976,0.958,0.927,0.879,0.81,0.707,0.557,0.298,0.058,10,0.696,0.926,0.98,0.994,0.998,0.998,0.998,0.998,0.998,0.998,0.998,0.998,0.998,0.998,0.998,0.998,0.998,0.998,0.998,0.998,0.996,0.994,0.992,0.99,0.985,0.973,0.943,0.907,0.847,0.758,0.64,0.482,0.296,0.082,0.013]
["DPK60","L",2.5054091,-0.0103738928,0.0120696135,{"v":3.48394725E-4,"d":"3.48E-04"},{"v":-2.40306361E-5,"d":"-2.40E-05"},{"v":1.23924095E-6,"d":"1.24E-06"},0,0,0,0,5,0.915,0.947,0.977,0.99,0.999,0.999,0.999,0.999,0.999,0.999,0.999,0.999,0.999,0.999,0.999,0.999,0.999,0.999,0.999,0.999,0.998,0.996,0.994,0.992,0.99,0.985,0.978,0.967,0.945,0.908,0.848,0.762,0.657,0.542,0.422,10,0.837,0.897,0.955,0.98,0.998,0.998,0.998,0.998,0.998,0.998,0.998,0.998,0.998,0.998,0.998,0.998,0.998,0.998,0.998,0.998,0.995,0.992,0.988,0.984,0.98,0.972,0.952,0.93,0.889,0.821,0.716,0.579,0.433,0.297,0.182]
["DZF10","L",2.76366083,-0.0124616807,0.0266401782,0.00238393825,-2.2755776E-4,2.16448822e-05,0,0,0,0,5,0.927,0.972,0.992,0.999,0.999,0.999,0.999,0.999,0.999,0.999,0.999,0.999,0.999,0.999,0.999,0.999,0.999,0.999,0.997,0.994,0.989,0.982,0.961,0.944,0.9,0.771,0.419,10,0.841,0.927,0.977,0.991,0.998,0.998,0.998,0.998,0.998,0.998,0.998,0.998,0.998,0.998,0.998,0.998,0.998,0.995,0.99,0.982,0.976,0.962,0.926,0.889,0.806,0.589,0.18]
["DZK2","L",2.4687806,-0.010626393,0.013251843,0.0004048612,-2.9747988e-05,1.8258838e-06,0,0,0,0,5,0.999,0.999,0.999,0.999,0.999,0.999,0.999,0.999,0.998,0.998,0.998,0.996,0.994,0.99,0.984,0.973,0.953,0.92,0.86,0.76,0.62,0.44,0.27,0.13,10,0.998,0.998,0.998,0.998,0.998,0.998,0.998,0.998,0.997,0.996,0.995,0.992,0.987,0.98,0.969,0.947,0.909,0.84,0.73,0.58,0.39,0.2,0.07,0.02]
["DZK21","L",2.5909187,-0.012594756,0.015202054,0.00029999802,-1.1315472E-5,9.1546397e-07,0,0,0,0,5,0.999,0.998,0.998,0.998,0.998,0.998,0.997,0.997,0.997,0.997,0.996,0.995,0.993,0.989,0.983,0.971,0.94,0.9,0.84,0.74,0.588,0.476,0.331,0.2,10,0.997,0.996,0.995,0.995,0.995,0.995,0.994,0.994,0.993,0.993,0.992,0.99,0.986,0.979,0.967,0.944,0.89,0.82,0.71,0.55,0.35,0.23,0.118,0]
["DZK2N","L",2.48098765,-0.0107611097,0.0130595297,{"v":0.000570453194,"d":"5.70E-04"},{"v":-6.87445031e-05,"d":"-6.87E-05"},{"v":5.08145529e-06,"d":"5.08E-06"},0,0,0,0,5,0.92,0.962,0.99,0.999,0.999,0.999,0.999,0.999,0.999,0.999,0.999,0.999,0.999,0.999,0.999,0.999,0.999,0.999,0.999,0.999,0.999,0.999,0.999,0.999,0.999,0.994,0.988,0.974,0.955,0.919,0.859,0.753,0.597,0.411,0.231,10,0.831,0.909,0.98,0.998,0.998,0.998,0.998,0.998,0.998,0.998,0.998,0.998,0.998,0.998,0.998,0.998,0.998,0.998,0.998,0.998,0.998,0.998,0.998,0.998,0.998,0.99,0.979,0.949,0.913,0.851,0.734,0.567,0.358,0.173,0.059]
["DZK3","L",2.4895103,-0.012244956,0.012942624,{"v":0.00034904493,"d":"3.49E-04"},{"v":-1.7772279e-05,"d":"-1.78E-05"},{"v":9.1137189e-07,"d":"9.11E-07"},0,0,0,0,5,0.892,0.969,0.994,0.999,0.999,0.999,0.999,0.999,0.999,0.999,0.999,0.999,0.999,0.999,0.999,0.999,0.999,0.999,0.999,0.999,0.999,0.999,0.999,0.998,0.994,0.99,0.98,0.953,0.913,0.84,0.7,0.474,0.197,10,0.795664,0.938961,0.988036,0.998001,0.998001,0.998001,0.998001,0.998001,0.998001,0.998001,0.998001,0.998,0.998,0.998001,0.998001,0.998001,0.998001,0.998001,0.998001,0.998001,0.998001,0.998001,0.998001,0.996,0.988,0.98,0.96,0.908,0.834,0.701,0.49,0.225,0.039]
["DZK3L","L",2.49074484,-0.0128107504,0.0119021712,{"v":0.000738866979,"d":"7.39E-04"},{"v":-8.24332058e-05,"d":"-8.24E-05"},{"v":4.70546661e-06,"d":"4.71E-06"},0,0,0,0,5,0.805,0.913,0.988,0.999,0.999,0.999,0.999,0.999,0.999,0.999,0.999,0.999,0.999,0.999,0.999,0.999,0.999,0.999,0.999,0.999,0.999,0.999,0.999,0.995,0.993,0.989,0.98,0.965,0.937,0.892,0.815,0.705,0.566,0.417,0.281,10,0.648,0.834,0.976,0.998,0.998,0.998,0.998,0.998,0.998,0.998,0.998,0.998,0.998,0.998,0.998,0.998,0.998,0.998,0.998,0.998,0.998,0.998,0.998,0.989,0.984,0.977,0.962,0.933,0.88,0.794,0.664,0.498,0.322,0.176,0.082]
["DZK50","L",2.54913552,-0.0132831855,0.0139362205,{"v":0.000499307363,"d":"4.99E-04"},{"v":-3.36145332e-05,"d":"-3.36E-05"},{"v":1.90094032E-6,"d":"1.90E-06"},0,0,0,0,5,0.78,0.903,0.987,0.995,0.999,0.999,0.999,0.999,0.999,0.999,0.999,0.999,0.999,0.999,0.999,0.999,0.999,0.999,0.999,0.999,0.999,0.998,0.997,0.996,0.994,0.989,0.973,0.952,0.915,0.848,0.728,0.517,0.206,10,0.608,0.815,0.974,0.99,0.998,0.998,0.998,0.998,0.998,0.998,0.998,0.998,0.998,0.998,0.998,0.998,0.998,0.998,0.998,0.998,0.998,0.996,0.994,0.992,0.988,0.978,0.952,0.915,0.848,0.733,0.548,0.287,0.054]
["DZLAF52","L",3.18093714,-0.0173387501,0.022908824,0.00341142058,-0.000394951681,2.34192873E-5,0,0,0,0,5,0.999,0.999,0.998,0.999,0.998,0.997,0.997,0.997,0.997,0.996,0.995,0.992,0.986,0.978,0.96,0.926,0.853,0.671,0.381,0,0,0,0,0,10,0.998,0.998,0.997,0.997,0.997,0.996,0.995,0.994,0.991,0.99,0.984,0.972,0.956,0.925,0.861,0.726,0.45,0.142,0.086,0,0,0,0,0]
["DZLAF52L","L",3.17506917,-0.0148078963,0.0271927912,0.00206465032,-2.05114334E-4,1.36051147e-05,0,0,0,0,5,0.85,0.963,0.995,0.999,0.999,0.999,0.999,0.999,0.999,0.999,0.999,0.999,0.999,0.999,0.999,0.998,0.997,0.996,0.995,0.993,0.991,0.987,0.98,0.973,0.96,0.939,0.897,0.815,0.64,0.311,10,0.723,0.927,0.99,0.998,0.998,0.998,0.998,0.998,0.998,0.998,0.998,0.998,0.998,0.998,0.998,0.997,0.995,0.993,0.99,0.987,0.983,0.974,0.96,0.946,0.922,0.881,0.805,0.665,0.409,0.097]
["DZLAF52N","L",3.18681101,-0.014419192,0.0295460135,1.15252022E-3,-5.90862778E-5,5.97442323e-06,0,0,0,0,5,0.85,0.956,0.975,0.988,0.999,0.999,0.999,0.999,0.999,0.999,0.999,0.999,0.999,0.999,0.999,0.999,0.999,0.998,0.996,0.994,0.992,0.99,0.982,0.975,0.963,0.94,0.894,0.816,0.646,0.32,10,0.723,0.914,0.951,0.976,0.998,0.998,0.998,0.998,0.998,0.998,0.998,0.998,0.998,0.998,0.998,0.997,0.997,0.999,0.996,0.993,0.988,0.974,0.959,0.944,0.919,0.876,0.795,0.662,0.415,0.103]
["DZLAF52NM170","L",3.18131839,-0.0144359617,0.0292512247,0.00119876602,-5.70803235e-05,5.2304029e-06,0,0,0,0,5,0.85,0.956,0.975,0.988,0.999,0.999,0.999,0.999,0.999,0.999,0.999,0.999,0.999,0.999,0.999,0.999,0.999,0.998,0.996,0.994,0.992,0.99,0.982,0.975,0.963,0.94,0.894,0.816,0.646,0.32,10,0.723,0.914,0.951,0.976,0.998,0.998,0.998,0.998,0.998,0.998,0.998,0.998,0.998,0.998,0.998,0.997,0.997,0.996,0.996,0.993,0.988,0.974,0.959,0.944,0.919,0.876,0.795,0.662,0.415,0.103]
["DZLAF53","L",3.26258096,-0.0152499377,0.0341466836,0.000984000388,1.27478564E-5,3.62442642e-06,0,0,0,0,5,0.86,0.97,0.995,0.999,0.999,0.999,0.999,0.999,0.999,0.999,0.999,0.999,0.999,0.999,0.999,0.999,0.999,0.997,0.994,0.989,0.983,0.971,0.947,0.923,0.882,0.805,0.641,0.346,0.051,0,0,0,0,0,0,10,0.74,0.941,0.99,0.998,0.998,0.998,0.998,0.998,0.998,0.998,0.998,0.998,0.998,0.998,0.998,0.998,0.998,0.995,0.99,0.983,0.972,0.95,0.905,0.86,0.784,0.651,0.412,0.116,0.004,0,0,0,0,0,0]
["DZLAF814","L",3.1957414,-0.0158738035,0.0315329222,1.57767624E-3,-9.05739467e-05,9.32711709e-06,0,0,0,0,5,0.846,0.962,0.986,0.995,0.999,0.999,0.999,0.999,0.999,0.999,0.999,0.999,0.999,0.999,0.998,0.997,0.993,0.989,0.985,0.979,0.968,0.946,0.925,0.892,0.834,0.719,0.498,0.193,10,0.715,0.925,0.972,0.99,0.998,0.998,0.998,0.998,0.998,0.998,0.998,0.998,0.998,0.998,0.997,0.995,0.986,0.979,0.97,0.957,0.938,0.895,0.856,0.796,0.695,0.516,0.248,0.037]
["DZLAF851","L",3.32860198,-0.0149218815,0.0329458426,0.00105526131,-2.14847086e-05,3.89175295e-06,0,0,0,0,5,0.885,0.984,0.995,0.999,0.999,0.999,0.999,0.999,0.999,0.999,0.999,0.999,0.999,0.999,0.999,0.999,0.999,0.997,0.995,0.992,0.988,0.984,0.971,0.958,0.935,0.893,0.794,0.585,0.228,10,0.783,0.968,0.99,0.998,0.998,0.998,0.998,0.998,0.998,0.998,0.998,0.998,0.998,0.998,0.998,0.998,0.998,0.995,0.992,0.989,0.983,0.972,0.949,0.923,0.878,0.792,0.619,0.324,0.049]
["F1","L",2.49848888,-0.00264994435,0.02561321705,-0.0004297489815,0.00012265812528,-2.734613473e-06,0,0,0,0,5,0.92,0.945,0.977,0.984,0.998,0.998,0.998,0.998,0.998,0.998,0.998,0.998,0.998,0.999,0.999,0.999,0.999,0.998,0.998,0.997,0.997,0.995,0.992,0.983,0.964,0.938,0.885,0.792,0.641,0.413,0.144,0,0,0,0,10,0.846,0.893,0.955,0.968,0.996,0.996,0.996,0.996,0.996,0.996,0.996,0.996,0.996,0.998,0.998,0.998,0.998,0.996,0.996,0.994,0.994,0.99,0.984,0.966,0.929,0.88,0.783,0.627,0.411,0.171,0.021,0,0,0,0]
["F2","L",2.53250608,-0.0080275722,0.0234896997,{"v":2.8065577E-4,"d":"2.81E-04"},{"v":5.79185045E-5,"d":"5.79E-05"},{"v":-2.138384E-8,"d":"-2.14E-08"},0,0,0,0,5,0.912,0.937,0.968,0.98,0.998,0.998,0.998,0.998,0.998,0.998,0.998,0.998,0.998,0.998,0.999,0.998,0.999,0.999,0.999,0.998,0.998,0.998,0.993,0.986,0.979,0.96,0.918,0.818,0.579,0.175,0,0,0,0,0,10,0.832,0.878,0.937,0.96,0.996,0.996,0.996,0.996,0.996,0.996,0.996,0.996,0.996,0.996,0.996,0.996,0.998,0.998,0.998,0.996,0.996,0.996,0.986,0.972,0.958,0.922,0.843,0.669,0.335,0.031,0,0,0,0,0]
["F3","L",2.54956145,-0.011868194,0.0198544224,0.00145107797,-9.56395534e-05,7.58598866e-06,0,0,0,0,5,0.91,0.936,0.967,0.98,0.998,0.998,0.998,0.998,0.998,0.998,0.998,0.998,0.998,0.998,0.999,0.998,0.999,0.999,0.998,0.996,0.996,0.993,0.992,0.987,0.976,0.964,0.936,0.877,0.744,0.456,0.098,0,0,0,0,10,0.828,0.876,0.935,0.96,0.996,0.996,0.996,0.996,0.996,0.996,0.996,0.996,0.996,0.996,0.996,0.996,0.998,0.998,0.996,0.992,0.992,0.986,0.984,0.974,0.953,0.929,0.876,0.769,0.554,0.208,0,0,0,0,0]
["F4","L",2.55510802,-0.0086443101,0.0226592448,0.000822256872,-1.60646686e-05,4.04183096e-06,0,0,0,0,5,0.889,0.918,0.964,0.986,0.999,0.999,0.999,0.999,0.999,0.999,0.999,0.999,0.999,0.999,0.999,0.999,0.999,0.999,0.999,0.999,0.997,0.995,0.993,0.991,0.987,0.982,0.971,0.94,0.855,0.62,0.178,0,0,0,0,10,0.79,0.843,0.93,0.972,0.998,0.998,0.998,0.998,0.998,0.998,0.998,0.998,0.998,0.998,0.998,0.998,0.998,0.998,0.998,0.998,0.994,0.99,0.986,0.978,0.968,0.957,0.932,0.874,0.725,0.383,0.036,0,0,0,0]
["F5","L",2.5684453,-0.0094162649,0.0226561952,0.000972736757,-3.28940172e-05,4.78528268e-06,0,0,0,0,5,0.91,0.93,0.966,0.984,0.998,0.998,0.998,0.998,0.998,0.998,0.998,0.998,0.998,0.998,0.999,0.999,0.999,0.999,0.998,0.997,0.996,0.994,0.994,0.992,0.985,0.978,0.958,0.908,0.782,0.468,0.084,0,0,0,0,10,0.828,0.865,0.933,0.968,0.996,0.996,0.996,0.996,0.996,0.996,0.996,0.996,0.996,0.996,0.996,0.998,0.998,0.998,0.996,0.994,0.992,0.988,0.988,0.984,0.97,0.956,0.918,0.824,0.612,0.219,0,0,0,0,0]
["HBAF5","L",2.5263012,-0.012565592,0.017122102,{"v":0.00082931793,"d":"8.29E-04"},{"v":-2.9542655e-05,"d":"-2.95E-05"},{"v":3.0572869e-06,"d":"3.06E-06"},0,0,0,0,5,0.999,0.999,0.999,0.999,0.999,0.999,0.998,0.996,0.994,0.992,0.984,0.964,0.937,0.887,0.787,0.581,0.235,10,0.997,0.997,0.997,0.997,0.997,0.997,0.995,0.991,0.987,0.984,0.968,0.929,0.878,0.787,0.619,0.338,0.05]
["HBAF6","L",2.50777808,0.00788065994,0.0319611519,{"v":-0.0032632225,"d":"-3.26E-03"},{"v":0.000474363994,"d":"4.74E-04"},{"v":-2.14716151e-05,"d":"-2.15E-05"},0,0,0,0,5,0.995,0.995,0.995,0.995,0.995,0.995,0.995,0.993,0.99,0.956,0.974,0.956,0.932,0.887,0.796,0.602,0.27,10,0.99,0.99,0.99,0.99,0.99,0.99,0.99,0.986,0.98,0.974,0.949,0.914,0.869,0.787,0.634,0.362,0.073]
["HBAF8","L",2.5185573,0.037858775,0.051133023,{"v":-0.0062535606,"d":"-6.25E-03"},{"v":0.00077526956,"d":"7.75E-04"},{"v":-3.0577335e-05,"d":"-3.06E-05"},0,0,0,0,5,0.995,0.995,0.995,0.995,0.995,0.995,0.992,0.988,0.986,0.98,0.965,0.932,0.89,0.809,0.64,0.325,0.06,10,0.99,0.99,0.99,0.99,0.99,0.99,0.984,0.976,0.972,0.96,0.931,0.869,0.792,0.654,0.41,0.106,0.004]
["HBAK1","L",2.3069229,-7.73439301E-3,0.0129929521,{"v":-1.16419651E-4,"d":"-1.16E-04"},{"v":4.03061081e-05,"d":"4.03E-05"},{"v":-1.83406761E-6,"d":"-1.83E-06"},0,0,0,0,5,0.9,0.926,0.968,0.986,0.997,0.997,0.999,0.999,0.999,0.999,0.999,0.999,0.998,0.998,0.997,0.997,0.997,0.996,0.996,0.995,0.995,0.995,0.995,0.995,0.993,0.993,0.99,0.986,0.974,0.949,0.89,0.77,0.54,0.26,0.07,10,0.82,0.858,0.937,0.972,0.995,0.995,0.998,0.998,0.998,0.998,0.998,0.998,0.997,0.996,0.995,0.995,0.995,0.993,0.992,0.991,0.991,0.991,0.991,0.99,0.986,0.986,0.981,0.972,0.949,0.9,0.79,0.59,0.29,0.07,0]
["HBAK2","L",2.33787692,-0.00898050049,0.0115593975,0.000492789833,-4.58314132e-05,2.77373664e-06,0,0,0,0,5,0.917,0.937,0.974,0.987,0.999,0.999,0.999,0.999,0.999,0.999,0.999,0.999,0.999,0.999,0.999,0.999,0.999,0.999,0.999,0.999,0.999,0.999,0.999,0.999,0.998,0.998,0.997,0.994,0.988,0.973,0.94,0.863,0.707,0.478,0.26,10,0.842,0.88,0.947,0.976,0.998,0.998,0.998,0.998,0.998,0.998,0.998,0.998,0.998,0.998,0.998,0.998,0.998,0.998,0.998,0.998,0.998,0.998,0.998,0.998,0.997,0.996,0.993,0.988,0.976,0.947,0.885,0.745,0.5,0.228,0.068]
["HBAK4","L",2.3778046,-0.0103212301,0.0116996571,2.93353081E-4,-2.05614051e-05,1.35826601e-06,0,0,0,0,5,0.908,0.94,0.985,0.998,0.998,0.998,0.998,0.998,0.998,0.998,0.998,0.998,0.998,0.998,0.998,0.998,0.999,0.999,0.998,0.998,0.998,0.998,0.998,0.998,0.995,0.995,0.988,0.974,0.946,0.889,0.784,0.609,0.379,0.164,0,10,0.824,0.884,0.97,0.996,0.996,0.996,0.996,0.996,0.996,0.996,0.996,0.996,0.996,0.996,0.996,0.996,0.998,0.998,0.996,0.996,0.996,0.996,0.996,0.996,0.99,0.99,0.976,0.949,0.895,0.79,0.615,0.371,0.144,0.027,0]
["HBAK6","L",2.39391422,0.00106795192,0.0221421132,-0.00234639531,0.000337805003,-1.71785556e-05,0,0,0,0,5,0.915,0.945,0.984,0.993,0.998,0.999,0.999,0.999,0.999,0.999,0.999,0.999,0.999,0.999,0.999,0.999,0.999,0.998,0.997,0.997,0.996,0.995,0.994,0.991,0.987,0.981,0.966,0.94,0.89,0.8,0.66,0.46,0.24,0.08,0,10,0.838,0.893,0.969,0.986,0.996,0.998,0.998,0.998,0.998,0.998,0.998,0.998,0.998,0.998,0.998,0.998,0.998,0.996,0.995,0.994,0.992,0.991,0.988,0.982,0.974,0.963,0.934,0.883,0.79,0.64,0.43,0.21,0.06,0,0]
["HBAK7B","L",2.42201339,-9.34171338E-3,0.0136739157,{"v":0.000376328562,"d":"3.76E-04"},{"v":-1.74732935E-5,"d":"-1.75E-05"},{"v":1.2200127e-06,"d":"1.22E-06"},0,0,0,0,5,0.934,0.953,0.979,0.988,0.997,0.999,0.999,0.999,0.999,0.999,0.999,0.999,0.999,0.999,0.999,0.999,0.999,0.999,0.999,0.998,0.997,0.996,0.994,0.992,0.988,0.982,0.961,0.917,0.808,0.56,0.192,10,0.872,0.908,0.958,0.976,0.994,0.998,0.998,0.998,0.998,0.998,0.998,0.998,0.998,0.998,0.998,0.998,0.998,0.998,0.998,0.996,0.994,0.992,0.99,0.986,0.98,0.965,0.928,0.845,0.654,0.315,0.039]
["HBAK8","L",2.43375651,-0.00882982376,0.0135916939,{"v":0.000360922117,"d":"3.61E-04"},{"v":-1.79584197e-05,"d":"-1.80E-05"},{"v":1.11930116E-6,"d":"1.12E-06"},0,0,0,0,5,0.931,0.952,0.984,0.992,0.999,0.999,0.999,0.999,0.999,0.999,0.999,0.999,0.999,0.999,0.999,0.999,0.999,0.999,0.999,0.999,0.999,0.999,0.999,0.999,0.997,0.995,0.991,0.983,0.964,0.93,0.863,0.751,0.576,0.344,10,0.866,0.91,0.966,0.985,0.998,0.998,0.998,0.998,0.998,0.998,0.998,0.998,0.998,0.998,0.998,0.998,0.998,0.998,0.998,0.998,0.998,0.998,0.998,0.998,0.995,0.99,0.983,0.967,0.93,0.866,0.744,0.558,0.329,0.12]
["HBIF207","L",1.57879059635206,1.67022912917923,1.45078610806081,{"v":-0.371775741810268,"d":"-3.72E-01"},{"v":0.0507125676834974,"d":"5.07E-02"},{"v":-0.00263092334245352,"d":"-2.63E-03"},0,0,0,0,5,0.989,0.983,0.985,0.978,0.976,0.973,0.903,0.751,0.457,0.125,0.071,0.823,0.837,0.845,0.839,0.83,0.684,10,0.978121,0.966289,0.970225,0.956484,0.952576,0.946729,0.815409,0.564001,0.208849,0.015625,0.005041,0.677329,0.700569,0.714025,0.703921,0.6889,0.467856]
["HBIF210","L",3.90486960932594,0.0725972402312891,0.231890251226787,{"v":-0.0478277067194313,"d":"-4.78E-02"},{"v":0.00911920052656257,"d":"9.12E-03"},{"v":-0.000538202673100674,"d":"-5.38E-04"},0,0,0,0,5,0.981,0.978,0.98,0.969,0.967,0.966,0.894,0.741,0.449,0.116,0.061,0.813,0.828,0.834,0.828,0.819,0.675,10,0.962361,0.956484,0.9604,0.938961,0.935089,0.933156,0.799236,0.549081,0.201601,0.013456,0.003721,0.660969,0.685584,0.695556,0.685584,0.670761,0.455625]
["HF1","L",2.50960367,-0.0103328069,0.0194468683,1.23207636E-3,-9.94382918e-05,9.44281258e-06,0,0,0,0,5,0.938,0.95,0.987,0.996,0.999,0.999,0.999,0.999,0.999,0.999,0.999,0.999,0.999,0.999,0.999,0.999,0.999,0.999,0.998,0.997,0.995,0.991,0.985,0.975,0.94,0.841,0.54,0.112,0,0,0,0,0,0,0,10,0.867,0.892,0.961,0.982,0.998,0.998,0.998,0.998,0.998,0.998,0.998,0.998,0.998,0.998,0.998,0.998,0.998,0.998,0.996,0.993,0.99,0.981,0.965,0.944,0.867,0.683,0.279,0.018,0,0,0,0,0,0,0]
["HF13","L",2.57590334,-0.0110109986,0.0205548046,1.79594369E-3,-0.000178465029,1.57736814e-05,0,0,0,0,5,0.945,0.948,0.982,0.984,0.998,0.998,0.998,0.998,0.998,0.998,0.998,0.998,0.998,0.998,0.998,0.998,0.998,0.996,0.994,0.992,0.989,0.982,0.967,0.941,0.877,0.699,0.308,10,0.893,0.899,0.964,0.968,0.996,0.996,0.996,0.996,0.996,0.996,0.996,0.996,0.996,0.996,0.996,0.996,0.996,0.993,0.989,0.984,0.978,0.967,0.936,0.89,0.772,0.49,0.098]
["HF2","L",2.5360648,-0.01059228,0.021518011,8.7655888E-4,-4.3936258E-5,7.5438308e-06,0,0,0,0,5,0.998,0.998,0.998,0.998,0.998,0.998,0.998,0.995,0.992,0.989,0.98,0.947,0.907,0.821,0.638,0.304,10,0.996,0.996,0.996,0.996,0.996,0.996,0.996,0.99,0.984,0.978,0.96,0.897,0.823,0.674,0.407,0.092]
["HF4","L",2.55786478,-0.0112844748,0.0215761024,0.0010681881,-6.19068712e-05,8.79794163e-06,0,0,0,0,5,0.934,0.945,0.994,0.999,0.999,0.999,0.999,0.999,0.999,0.999,0.999,0.999,0.999,0.999,0.999,0.999,0.999,0.999,0.999,0.997,0.995,0.992,0.982,0.963,0.91,0.749,0.363,0,0,0,0,0,0,0,0,10,0.872,0.893,0.989,0.998,0.998,0.998,0.998,0.998,0.998,0.998,0.998,0.998,0.998,0.998,0.998,0.998,0.998,0.998,0.998,0.994,0.99,0.981,0.961,0.925,0.828,0.568,0.14,0,0,0,0,0,0,0,0]
["HFK61","L",2.21807952,-0.00567922113,0.00828756139,9.66891434E-5,3.56668643e-06,-3.63065113e-07,0,0,0,0,5,0.999,0.999,0.999,0.999,0.999,0.999,0.999,0.999,0.999,0.999,0.999,0.999,0.999,0.999,0.999,0.999,0.999,0.999,0.999,0.999,0.999,0.999,0.999,0.999,0.999,0.995,0.984,0.97,0.942,0.886,0.788,0.643,0.466,0.298,0.176,10,0.998,0.998,0.998,0.998,0.998,0.998,0.998,0.998,0.998,0.998,0.998,0.998,0.998,0.998,0.998,0.998,0.998,0.998,0.998,0.998,0.998,0.998,0.998,0.998,0.998,0.993,0.975,0.948,0.893,0.788,0.621,0.41,0.212,0.086,0.031]
["HFK69","L",2.50210584,-0.00729437368,0.0122873858,{"v":2.57463363E-4,"d":"2.57E-04"},{"v":-1.16391265e-05,"d":"-1.16E-05"},{"v":6.15553004e-07,"d":"6.16E-07"},0,0,0,0,5,0.999,0.999,0.999,0.999,0.999,0.999,0.999,0.999,0.999,0.999,0.999,0.999,0.999,0.999,0.999,0.999,0.999,0.999,0.999,0.999,0.999,0.998,0.997,0.995,0.99,0.978,0.955,0.912,0.839,0.728,0.591,0.448,0.325,0.235,0.175,10,0.998,0.998,0.998,0.998,0.998,0.998,0.998,0.998,0.998,0.998,0.998,0.998,0.998,0.998,0.998,0.998,0.998,0.998,0.998,0.998,0.998,0.996,0.994,0.99,0.978,0.956,0.909,0.829,0.702,0.53,0.35,0.201,0.107,0.056,0.032]
["HFK70","L",2.103249,-0.0050247988,6.5323077E-3,0.00013078405,-6.3652072e-06,1.9254745E-7,0,0,0,0,5,0.997,0.997,0.998,0.998,0.998,0.998,0.998,0.998,0.997,0.997,0.997,0.998,0.998,0.997,0.995,0.99,0.98,0.954,0.905,0.82,0.675,0.51,0.167,10,0.996,0.997,0.997,0.998,0.998,0.998,0.997,0.997,0.996,0.996,0.996,0.996,0.997,0.996,0.992,0.982,0.96,0.914,0.82,0.67,0.468,0.26,0.025]
["HFK95","L",2.04831817,-0.00448612591,0.00622248873,{"v":-7.9858103e-06,"d":"-7.99E-06"},{"v":1.22118495e-05,"d":"1.22E-05"},{"v":-7.39464344e-07,"d":"-7.39E-07"},0,0,0,0,5,0.999,0.999,0.999,0.999,0.999,0.999,0.999,0.999,0.999,0.999,0.999,0.999,0.999,0.999,0.999,0.999,0.999,0.999,0.999,0.998,0.998,0.998,0.998,0.998,0.998,0.997,0.994,0.986,0.965,0.925,0.845,0.716,0.535,0.367,0.205,10,0.998,0.998,0.998,0.998,0.998,0.998,0.998,0.998,0.998,0.998,0.998,0.998,0.998,0.998,0.998,0.998,0.998,0.998,0.998,0.997,0.997,0.997,0.997,0.997,0.997,0.995,0.988,0.973,0.932,0.856,0.714,0.513,0.286,0.135,0.042]
["HK10","L",2.27263886,-0.00907293538,0.0114409318,{"v":0.000289379329,"d":"2.89E-04"},{"v":-1.16567157E-5,"d":"-1.17E-05"},{"v":7.94218946e-07,"d":"7.94E-07"},0,0,0,0,5,0.862,0.902,0.96,0.984,0.999,0.999,0.999,0.999,0.999,0.999,0.999,0.999,0.999,0.999,0.999,0.999,0.999,0.999,0.999,0.999,0.999,0.999,0.999,0.999,0.994,0.987,0.974,0.945,0.875,0.711,0.392,0.085,10,0.745,0.814,0.92,0.968,0.998,0.998,0.998,0.998,0.998,0.998,0.998,0.998,0.998,0.998,0.998,0.998,0.998,0.998,0.998,0.998,0.998,0.998,0.998,0.998,0.988,0.974,0.944,0.889,0.758,0.499,0.149,0.012]
["HK51","L",2.28724008,-0.00866259828,0.0109312658,{"v":0.000619326901,"d":"6.19E-04"},{"v":-6.62977052e-05,"d":"-6.63E-05"},{"v":3.74341463e-06,"d":"3.74E-06"},0,0,0,0,5,0.9,0.915,0.963,0.984,0.998,0.998,0.998,0.998,0.998,0.998,0.998,0.998,0.998,0.999,0.999,0.999,0.999,0.999,0.999,0.999,0.999,0.999,0.999,0.999,0.996,0.996,0.989,0.97,0.926,0.826,0.648,0.375,0.107,10,0.81,0.837225,0.927369,0.968256,0.996004,0.996004,0.996004,0.996004,0.996004,0.996004,0.996004,0.996,0.996,0.998,0.998,0.998,0.998,0.998,0.998,0.998,0.998,0.998,0.998,0.998,0.992,0.992,0.978,0.941,0.857,0.682,0.42,0.141,0.011]
["HK6","L",2.2509531,-0.0079769429,0.012172917,-9.9997916e-05,4.1776164e-05,-2.0912623e-06,0,0,0,0,5,0.861,0.898,0.951,0.978,0.995,0.996,0.999,0.999,0.999,0.999,0.999,0.999,0.999,0.999,0.999,0.999,0.999,0.998,0.998,0.998,0.998,0.998,0.998,0.998,0.998,0.998,0.997,0.994,0.99,0.982,0.951,0.875,0.696,0.404,0,10,0.741,0.807,0.904,0.957,0.99,0.992,0.998,0.998,0.998,0.998,0.998,0.998,0.998,0.998,0.998,0.998,0.998,0.997,0.997,0.997,0.997,0.997,0.997,0.997,0.996,0.996,0.994,0.989,0.981,0.964,0.905,0.766,0.485,0.163,0]
["HK9","L",2.26655871,-0.0068724026,0.012519603,-0.00023453401,4.1626144e-05,-1.6388464e-06,0,0,0,0,5,0.86,0.93,0.96,0.985,0.99,0.995,0.998,0.998,0.999,0.999,0.999,0.999,0.999,0.999,0.999,0.999,0.999,0.999,0.999,0.999,0.999,0.999,0.999,0.998,0.997,0.997,0.994,0.989,0.977,0.95,0.9,0.8,0.61,0.36,0.14,10,0.74,0.86,0.922,0.97,0.98,0.99,0.996,0.996,0.997,0.997,0.998,0.998,0.999,0.999,0.998,0.999,0.999,0.998,0.998,0.998,0.997,0.998,0.998,0.997,0.993,0.993,0.988,0.977,0.954,0.91,0.8,0.63,0.38,0.13,0.02]
["HK9L","L",2.27223852,-0.0101682613,0.0103945607,0.000229862391,{"v":-4.30423477e-06,"d":"-4.30E-06"},{"v":5.001072E-8,"d":"5.00E-08"},0,0,0,0,5,0.907,0.933,0.98,0.992,0.999,0.999,0.999,0.999,0.999,0.999,0.999,0.999,0.999,0.999,0.999,0.999,0.999,0.999,0.999,0.999,0.999,0.999,0.999,0.998,0.997,0.997,0.996,0.99,0.98,0.964,0.927,0.851,0.722,0.543,0.274,10,0.823,0.87,0.96,0.985,0.998,0.998,0.998,0.998,0.998,0.998,0.998,0.998,0.998,0.998,0.998,0.998,0.998,0.998,0.998,0.998,0.998,0.998,0.998,0.997,0.995,0.994,0.993,0.98,0.96,0.929,0.859,0.724,0.521,0.295,0.075]
["HK9LA","L",2.26161193,-2.44704079E-3,0.0158959621,-0.00109897673,1.45621602E-4,-6.39160131e-06,0,0,0,0,5,0.886,0.913,0.974,0.991,0.999,0.999,0.999,0.999,0.999,0.999,0.999,0.999,0.999,0.999,0.999,0.999,0.999,0.999,0.999,0.999,0.999,0.999,0.999,0.999,0.997,0.994,0.991,0.978,0.958,0.925,0.862,0.74,0.543,0.301,0.111,10,0.788,0.839,0.946,0.981,0.998,0.998,0.998,0.998,0.998,0.998,0.998,0.998,0.998,0.998,0.998,0.998,0.998,0.998,0.998,0.998,0.998,0.998,0.998,0.998,0.994,0.988,0.982,0.958,0.928,0.869,0.752,0.562,0.308,0.098,0.018]
["HKF6","L",2.2663463,-0.00885481035,0.0125163602,0.000369483817,{"v":-8.1996487e-06,"d":"-8.20E-06"},{"v":1.43231024e-06,"d":"1.43E-06"},0,0,0,0,5,0.929,0.956,0.994,0.997,0.999,0.999,0.999,0.999,0.999,0.999,0.999,0.999,0.999,0.999,0.999,0.999,0.999,0.999,0.999,0.999,0.998,0.997,0.995,0.993,0.987,0.976,0.936,0.783,0.39,10,0.861,0.91,0.987,0.994,0.998,0.998,0.998,0.998,0.998,0.998,0.998,0.998,0.998,0.998,0.998,0.998,0.998,0.998,0.998,0.998,0.996,0.993,0.991,0.989,0.979,0.957,0.879,0.618,0.154]
["HLAF1","L",2.80794251,-0.0104533648,0.0207773005,0.000406086547,1.98268226e-05,-7.40077504e-07,0,0,0,0,5,0.922,0.976,0.99,0.999,0.999,0.999,0.999,0.999,0.999,0.999,0.999,0.999,0.999,0.999,0.999,0.999,0.999,0.999,0.997,0.995,0.992,0.987,0.981,0.974,0.961,0.932,0.866,0.716,0.409,0.078,0,0,0,0,0,10,0.85,0.953,0.98,0.998,0.998,0.998,0.998,0.998,0.998,0.998,0.998,0.998,0.998,0.998,0.998,0.998,0.998,0.998,0.994,0.99,0.986,0.982,0.971,0.957,0.931,0.876,0.759,0.521,0.174,0.01,0,0,0,0,0]
["HLAF10A","L",3.12424071,-0.0157101635,0.024483729,0.00102164022,-7.05302601E-5,4.58907154e-06,0,0,0,0,5,0.787,0.927,0.976,0.991,0.999,0.999,0.999,0.999,0.999,0.999,0.999,0.999,0.999,0.999,0.999,0.999,0.999,0.999,0.999,0.999,0.997,0.995,0.99,0.982,0.973,0.958,0.936,0.892,0.818,0.678,0.413,0.091]
["HLAF2","L",2.88352222,-0.0110333797,0.0214058991,0.00091618854,-7.10356524e-05,5.14524697e-06,0,0,0,0,5,0.904,0.966,0.99,0.999,0.999,0.999,0.999,0.999,0.999,0.999,0.999,0.999,0.999,0.999,0.999,0.999,0.999,0.999,0.999,0.999,0.999,0.998,0.996,0.993,0.985,0.967,0.94,0.881,0.746,0.465,0.115,10,0.817,0.933,0.98,0.998,0.998,0.998,0.998,0.998,0.998,0.998,0.998,0.998,0.998,0.998,0.998,0.998,0.998,0.998,0.998,0.998,0.998,0.996,0.992,0.987,0.975,0.949,0.895,0.787,0.566,0.221,0.017]
["HLAF3B","L",2.96773191,-0.0107334025,0.0246639798,{"v":0.000796273827,"d":"7.96E-04"},{"v":-3.49870097e-05,"d":"-3.50E-05"},{"v":3.36130613e-06,"d":"3.36E-06"},0,0,0,0,5,0.914,0.96,0.983,0.999,0.999,0.999,0.999,0.999,0.999,0.999,0.999,0.999,0.999,0.999,0.999,0.999,0.999,0.999,0.999,0.999,0.999,0.997,0.994,0.99,0.987,0.977,0.954,0.922,0.864,0.759,0.556,0.212,10,0.835,0.922,0.966,0.998,0.998,0.998,0.998,0.998,0.998,0.998,0.998,0.998,0.998,0.998,0.998,0.998,0.998,0.998,0.998,0.998,0.998,0.995,0.99,0.984,0.974,0.954,0.911,0.849,0.745,0.575,0.31,0.048]
["HLAF4","L",2.96835124,-0.0124121364,0.0296121393,1.42472271E-3,-7.04844466e-05,9.47263949e-06,0,0,0,0,5,0.934,0.978,0.995,0.999,0.999,0.999,0.999,0.999,0.999,0.999,0.999,0.998,0.998,0.998,0.998,0.998,0.998,0.998,0.993,0.99,0.982,0.97,0.924,0.888,0.819,0.707,0.506,0.202,10,0.872,0.956,0.99,0.998,0.998,0.998,0.998,0.998,0.998,0.998,0.998,0.996,0.996,0.996,0.996,0.996,0.996,0.996,0.986,0.98,0.964,0.941,0.854,0.789,0.671,0.5,0.256,0.041]
["HLAF50","L",3.0739525,-0.0150954523,0.0231138211,0.000838501873,-5.02227252e-05,3.23074191E-6,0,0,0,0,5,0.853,0.974,0.999,0.999,0.999,0.999,0.999,0.999,0.999,0.999,0.999,0.999,0.999,0.999,0.999,0.999,0.999,0.999,0.999,0.999,0.999,0.999,0.996,0.992,0.986,0.977,0.96,0.932,0.886,0.815,0.695,0.481,0.173,0,0,10,0.728,0.949,0.998,0.998,0.998,0.998,0.998,0.998,0.998,0.998,0.998,0.998,0.998,0.998,0.998,0.998,0.998,0.998,0.998,0.998,0.998,0.998,0.992,0.984,0.972,0.955,0.922,0.869,0.785,0.564,0.38,0.16,0.017,0,0]
["HLAF51","L",2.82781336,-0.0106938171,0.0208610635,0.000726796327,-3.73066587e-05,3.28626126e-06,0,0,0,0,5,0.92,0.972,0.99,0.999,0.999,0.999,0.999,0.999,0.999,0.999,0.999,0.999,0.999,0.999,0.999,0.999,0.999,0.999,0.999,0.999,0.997,0.995,0.992,0.987,0.978,0.959,0.914,0.798,0.538,0.18,0,0,0,0,0,10,0.845,0.944,0.977,0.99,0.998,0.998,0.998,0.998,0.998,0.998,0.998,0.998,0.998,0.998,0.998,0.998,0.998,0.998,0.998,0.998,0.996,0.993,0.985,0.977,0.958,0.921,0.836,0.638,0.29,0.032,0,0,0,0,0]
["HLAF52","L",3.11096434,-0.0143300745,0.0260159962,{"v":0.00110002413,"d":"1.10E-03"},{"v":-6.28685795e-05,"d":"-6.29E-05"},{"v":4.8575479e-06,"d":"4.86E-06"},0,0,0,0,5,0.83,0.958,0.99,0.999,0.999,0.999,0.999,0.999,0.999,0.999,0.999,0.999,0.999,0.999,0.999,0.999,0.999,0.999,0.998,0.996,0.994,0.988,0.982,0.975,0.966,0.949,0.92,0.873,0.793,0.639,0.349,10,0.689,0.918,0.98,0.998,0.998,0.998,0.998,0.998,0.998,0.998,0.998,0.998,0.998,0.998,0.998,0.998,0.998,0.998,0.996,0.993,0.99,0.985,0.975,0.963,0.945,0.913,0.858,0.774,0.639,0.418,0.127]
["HLAF53","L",2.97513891,-0.0146215956,0.0217492662,0.000802001413,-3.64703266e-05,2.12357903e-06,0,0,0,0,5,0.761,0.914,0.975,0.993,0.999,0.999,0.999,0.999,0.999,0.999,0.999,0.999,0.999,0.999,0.999,0.999,0.999,0.999,0.999,0.998,0.997,0.996,0.992,0.987,0.981,0.97,0.951,0.924,0.88,0.815,0.705,0.505,0.187,0,0,10,0.58,0.835,0.951,0.986,0.998,0.998,0.998,0.998,0.998,0.998,0.998,0.998,0.998,0.998,0.998,0.998,0.998,0.998,0.998,0.996,0.994,0.992,0.987,0.98,0.97,0.95,0.914,0.862,0.786,0.673,0.508,0.263,0.039,0,0]
["HLAF54","L",3.15463077,-0.0149142692,0.0273983671,{"v":1.30082902E-3,"d":"1.30E-03"},{"v":-8.39080192e-05,"d":"-8.39E-05"},{"v":6.66808513e-06,"d":"6.67E-06"},0,0,0,0,5,0.811,0.944,0.99,0.999,0.999,0.999,0.999,0.999,0.999,0.999,0.999,0.999,0.999,0.999,0.999,0.999,0.999,0.999,0.997,0.995,0.993,0.991,0.984,0.978,0.966,0.941,0.9,0.815,0.638,0.316,0.048,0,0,0,0,10,0.658,0.891,0.98,0.998,0.998,0.998,0.998,0.998,0.998,0.998,0.998,0.998,0.998,0.998,0.998,0.998,0.998,0.998,0.996,0.994,0.992,0.986,0.973,0.96,0.935,0.89,0.811,0.665,0.408,0.102,0.011,0,0,0,0]
["HLAF55","L",2.96935883,-0.0132774456,0.0293044954,{"v":1.50919828E-3,"d":"1.51E-03"},{"v":-9.11873783e-05,"d":"-9.12E-05"},{"v":9.40030979e-06,"d":"9.40E-06"},0,0,0,0,5,0.956,0.976,0.994,0.998,0.998,0.998,0.998,0.998,0.998,0.998,0.998,0.998,0.998,0.998,0.998,0.998,0.998,0.995,0.992,0.989,0.986,0.982,0.97,0.957,0.937,0.91,0.867,0.804,0.68,0.398,0.051,10,0.914,0.953,0.989,0.996,0.996,0.996,0.996,0.996,0.996,0.996,0.996,0.996,0.996,0.996,0.996,0.996,0.996,0.992,0.988,0.982,0.977,0.962,0.938,0.913,0.877,0.826,0.752,0.648,0.464,0.161,0.011]
["HLAF62","L",2.8889719,-0.0126328327,0.022689896,{"v":0.00115077142,"d":"1.15E-03"},{"v":-8.54940157e-05,"d":"-8.55E-05"},{"v":7.07758016e-06,"d":"7.08E-06"},0,0,0,0,5,0.872,0.954,0.991,0.999,0.999,0.999,0.999,0.999,0.999,0.999,0.999,0.999,0.999,0.999,0.999,0.999,0.999,0.998,0.996,0.994,0.992,0.984,0.976,0.966,0.946,0.901,0.788,0.517,0.127,0,0,0,0,0,0,10,0.76,0.91,0.982,0.998,0.998,0.998,0.998,0.998,0.998,0.998,0.998,0.998,0.998,0.998,0.998,0.998,0.998,0.996,0.993,0.99,0.985,0.975,0.958,0.94,0.901,0.819,0.625,0.272,0.02,0,0,0,0,0,0]
["HLAF6LB","L",3.0195107,-0.0145577999,0.022137904,1.27974562E-3,-1.16064079E-4,7.16841005e-06,0,0,0,0,5,0.839,0.971,0.996,0.999,0.999,0.999,0.999,0.999,0.999,0.999,0.999,0.999,0.999,0.999,0.999,0.999,0.999,0.999,0.999,0.998,0.997,0.994,0.991,0.988,0.982,0.972,0.956,0.928,0.881,0.802,0.652,0.361,10,0.704,0.943,0.992,0.998,0.998,0.998,0.998,0.998,0.998,0.998,0.998,0.998,0.998,0.998,0.998,0.998,0.998,0.998,0.997,0.996,0.994,0.989,0.981,0.974,0.961,0.939,0.895,0.841,0.758,0.627,0.412,0.125]
["HLAF7","L",3.08047013,-0.0122464411,0.0309400964,1.05872727E-3,-1.30807247E-5,4.91706463e-06,0,0,0,0,5,0.939,0.98,0.997,0.999,0.999,0.999,0.999,0.999,0.999,0.999,0.999,0.9975,0.9975,0.9975,0.9975,0.9975,0.997,0.997,0.995,0.989,0.981,0.967,0.935,0.906,0.848,0.744,0.582,0.329,10,0.884,0.9604,0.994009,0.998001,0.998001,0.998001,0.998001,0.998001,0.998001,0.998001,0.998001,0.996,0.996,0.996,0.996,0.996,0.994009,0.994009,0.990025,0.978121,0.962361,0.935089,0.874225,0.820836,0.719104,0.553536,0.338724,0.108241]
["HLAF72","L",2.89068995,-0.0122258397,0.0234463603,0.000398991928,2.73296394E-5,1.01579894E-7,0,0,0,0,5,0.902,0.982,0.993,0.998,0.998,0.998,0.998,0.998,0.998,0.998,0.998,0.998,0.998,0.998,0.998,0.998,0.998,0.998,0.997,0.995,0.993,0.988,0.978,0.967,0.948,0.908,0.826,0.638,0.303,0,0,0,0,0,0,10,0.806,0.949,0.986,0.996,0.996,0.996,0.996,0.996,0.996,0.996,0.996,0.996,0.996,0.996,0.996,0.996,0.996,0.996,0.994,0.992,0.987,0.982,0.964,0.946,0.91,0.839,0.698,0.423,0.098,0,0,0,0,0,0]
["HLAF76","L",3.02351576,-0.0145336956,0.026174688,0.00146334106,-0.000107305803,9.60593182e-06,0,0,0,0,5,0.872,0.976,0.99,0.998,0.998,0.998,0.998,0.998,0.998,0.998,0.998,0.998,0.998,0.998,0.998,0.998,0.998,0.996,0.994,0.992,0.99,0.984,0.972,0.959,0.932,0.871,0.713,0.368,10,0.76,0.953,0.98,0.996,0.996,0.996,0.996,0.996,0.996,0.996,0.996,0.996,0.996,0.996,0.996,0.996,0.996,0.992,0.988,0.984,0.98,0.97,0.942,0.916,0.86,0.745,0.487,0.124]
["HLAK1","L",2.7073327,-0.0120058561,0.0164047722,0.000417032662,-1.43172608e-05,7.78703513e-07,0,0,0,0,5,0.873,0.954,0.993,0.999,0.999,0.999,0.999,0.999,0.999,0.999,0.999,0.999,0.999,0.999,0.999,0.999,0.999,0.999,0.999,0.999,0.999,0.997,0.995,0.993,0.99,0.981,0.968,0.95,0.918,0.868,0.796,0.697,0.581,0.46,0.343,10,0.762,0.91,0.986,0.998,0.998,0.998,0.998,0.998,0.998,0.998,0.998,0.998,0.998,0.998,0.998,0.998,0.998,0.998,0.998,0.998,0.998,0.995,0.992,0.987,0.981,0.97,0.947,0.91,0.852,0.762,0.641,0.495,0.346,0.217,0.122]
["HLAK10","L",2.68014719,-0.0113022222,0.0149971961,1.08435E-3,-1.25822106E-4,7.18648482e-06,0,0,0,0,5,0.891,0.966,0.99,0.995,0.999,0.999,0.999,0.999,0.999,0.999,0.999,0.999,0.999,0.999,0.999,0.999,0.999,0.999,0.999,0.999,0.998,0.996,0.994,0.991,0.988,0.982,0.971,0.952,0.92,0.867,0.79,0.684,0.551,0.401,0.249,10,0.794,0.933,0.98,0.99,0.998,0.998,0.998,0.998,0.998,0.998,0.998,0.998,0.998,0.998,0.998,0.998,0.998,0.998,0.998,0.998,0.995,0.992,0.989,0.985,0.979,0.968,0.945,0.91,0.849,0.756,0.628,0.469,0.305,0.163,0.064]
["HLAK12","L",2.83112539,-0.0155847682,0.0158070931,0.00124470183,-1.41192909E-4,7.83660883e-06,0,0,0,0,5,0.795,0.953,0.988,0.999,0.999,0.999,0.999,0.999,0.999,0.999,0.999,0.999,0.999,0.999,0.999,0.999,0.999,0.999,0.999,0.999,0.999,0.999,0.999,0.997,0.992,0.983,0.968,0.942,0.907,0.856,0.785,0.688,0.564,0.401,0,10,0.614,0.898,0.969,0.998,0.998,0.998,0.998,0.998,0.998,0.998,0.998,0.998,0.998,0.998,0.998,0.998,0.998,0.998,0.998,0.998,0.994,0.989,0.984,0.978,0.967,0.948,0.918,0.858,0.792,0.699,0.581,0.442,0.289,0.144,0]
["HLAK2","L",2.80955685,-0.014667358,0.0168842607,0.000916821494,-7.97191507e-05,4.19772399e-06,0,0,0,0,5,0.766,0.919,0.973,0.989,0.999,0.999,0.999,0.999,0.999,0.999,0.999,0.999,0.999,0.999,0.999,0.999,0.999,0.999,0.999,0.999,0.999,0.999,0.994,0.987,0.98,0.969,0.948,0.916,0.867,0.801,0.712,0.599,0.449,0.245,10,0.579,0.846,0.955,0.986,0.998,0.998,0.998,0.998,0.998,0.998,0.998,0.998,0.998,0.998,0.998,0.998,0.998,0.998,0.998,0.998,0.995,0.991,0.985,0.979,0.965,0.943,0.906,0.838,0.757,0.645,0.509,0.36,0.202,0.063]
["HLAK2H","L",2.81281207,-0.0151090486,0.0173324917,0.000829325128,-7.29570094e-05,4.13913961e-06,0,0,0,0,5,0.754,0.915,0.98,0.99,0.999,0.999,0.999,0.999,0.999,0.999,0.999,0.999,0.999,0.999,0.999,0.999,0.999,0.999,0.999,0.999,0.997,0.995,0.993,0.991,0.987,0.98,0.964,0.943,0.91,0.862,0.8,0.724,0.638,0.542,0.433,10,0.568,0.837,0.96,0.98,0.998,0.998,0.998,0.998,0.998,0.998,0.998,0.998,0.998,0.998,0.998,0.998,0.998,0.998,0.998,0.998,0.995,0.991,0.986,0.981,0.973,0.959,0.928,0.889,0.828,0.744,0.639,0.523,0.406,0.295,0.189]
["HLAK3","L",2.9896441,-0.015385395,0.0214098946,{"v":0.000735181833,"d":"7.35E-04"},{"v":-3.80789614e-05,"d":"-3.81E-05"},{"v":2.29046629e-06,"d":"2.29E-06"},0,0,0,0,5,0.779,0.931,0.986,0.997,0.999,0.999,0.999,0.999,0.999,0.999,0.999,0.999,0.999,0.999,0.999,0.999,0.999,0.999,0.999,0.999,0.997,0.994,0.99,0.987,0.98,0.968,0.946,0.907,0.85,0.767,0.64,0.42,0.155,10,0.612,0.868,0.963,0.994,0.998,0.998,0.998,0.998,0.998,0.998,0.998,0.998,0.998,0.998,0.998,0.998,0.998,0.998,0.998,0.997,0.994,0.99,0.981,0.974,0.959,0.935,0.891,0.817,0.724,0.589,0.41,0.18,0.034]
["HLAK4L","L",2.65004076,-0.0146730544,0.0138448882,{"v":0.000700625352,"d":"7.01E-04"},{"v":-6.6225e-05,"d":"-6.62E-05"},{"v":3.53607313e-06,"d":"3.54E-06"},0,0,0,0,5,0.777,0.926,0.985,0.999,0.999,0.999,0.999,0.999,0.999,0.999,0.999,0.999,0.999,0.999,0.999,0.999,0.999,0.999,0.998,0.997,0.995,0.993,0.991,0.989,0.986,0.979,0.965,0.941,0.906,0.858,0.791,0.706,0.612,0.514,0.419,10,0.604,0.857,0.97,0.998,0.998,0.998,0.998,0.998,0.998,0.998,0.998,0.998,0.998,0.998,0.998,0.998,0.998,0.998,0.996,0.993,0.99,0.987,0.984,0.977,0.971,0.956,0.931,0.883,0.823,0.736,0.628,0.505,0.38,0.271,0.183]
["HLAK5","L",2.76553093,-0.0123582383,0.0170632569,6.93130739E-4,-5.74621329e-05,3.41293956e-06,0,0,0,0,5,0.852,0.962,0.994,0.999,0.999,0.999,0.999,0.999,0.999,0.999,0.999,0.999,0.999,0.999,0.999,0.999,0.999,0.998,0.997,0.996,0.994,0.992,0.99,0.987,0.982,0.967,0.95,0.907,0.853,0.778,0.684,0.572,0.456,0.348,0.248,10,0.728,0.926,0.988,0.998,0.998,0.998,0.998,0.998,0.998,0.998,0.998,0.998,0.998,0.998,0.998,0.998,0.998,0.995,0.992,0.988,0.984,0.98,0.975,0.969,0.959,0.937,0.894,0.827,0.734,0.613,0.477,0.341,0.221,0.132,0.069]
["HLAK50","L",2.68453878,-0.0126814449,0.0144610782,0.000942717786,-1.06540589E-4,6.04608965E-6,0,0,0,0,5,0.858,0.965,0.994,0.999,0.999,0.999,0.999,0.999,0.999,0.999,0.999,0.999,0.999,0.999,0.999,0.999,0.999,0.999,0.999,0.999,0.999,0.999,0.999,0.997,0.994,0.99,0.979,0.954,0.925,0.879,0.813,0.726,0.621,0.508,0.391,10,0.738,0.933,0.989,0.998,0.998,0.998,0.998,0.998,0.998,0.998,0.998,0.998,0.998,0.998,0.998,0.998,0.998,0.998,0.998,0.998,0.998,0.995,0.99,0.984,0.977,0.965,0.942,0.895,0.84,0.757,0.646,0.516,0.379,0.254,0.152]
["HLAK50A","L",2.68404972,-0.0134999767,0.015636422,0.000391605064,-8.87810681e-06,2.90663584e-07,0,0,0,0,5,0.84,0.954,0.991,0.999,0.999,0.999,0.999,0.999,0.999,0.999,0.999,0.999,0.999,0.999,0.999,0.999,0.999,0.999,0.999,0.999,0.999,0.999,0.999,0.997,0.994,0.988,0.978,0.955,0.919,0.871,0.798,0.704,0.592,0.471,0.346,10,0.706,0.91,0.982,0.998,0.998,0.998,0.998,0.998,0.998,0.998,0.998,0.998,0.998,0.998,0.998,0.998,0.998,0.998,0.998,0.998,0.998,0.998,0.998,0.996,0.991,0.982,0.958,0.923,0.862,0.773,0.654,0.51,0.362,0.23,0.125]
["HLAK51","L",2.82930828,-0.0151991877,0.0169710302,0.000914047795,-8.69746514e-05,4.85293775e-06,0,0,0,0,5,0.75698,0.92335,0.9863,0.99938,0.99928,0.99931,0.99948,0.99946,0.99947,0.99948,0.99949,0.999,0.999,0.999,0.999,0.999,0.999,0.999,0.999,0.999,0.999,0.997,0.992,0.99,0.985,0.975,0.957,0.928,0.885,0.827,0.748,0.643,0.553,0.451,0.328,10,0.57452,0.84615,0.9603,0.99265,0.99843,0.99831,0.99844,0.99845,0.99846,0.99847,0.99849,0.998,0.998,0.998,0.998,0.998,0.998,0.998,0.998,0.998,0.998,0.993,0.987,0.98,0.971,0.951,0.918,0.862,0.787,0.683,0.561,0.417,0.308,0.206,0.11]
["HLAK52","L",2.93497096,-0.0156596537,0.0192100308,0.000655992008,-3.57893356e-05,1.86989357e-06,0,0,0,0,5,0.769,0.926,0.978,0.994,0.999,0.999,0.999,0.999,0.999,0.999,0.999,0.999,0.999,0.999,0.999,0.999,0.999,0.999,0.999,0.999,0.997,0.996,0.994,0.991,0.986,0.978,0.969,0.948,0.918,0.873,0.818,0.732,0.67,0.583,0.428,10,0.591,0.857,0.956,0.988,0.998,0.998,0.998,0.998,0.998,0.998,0.998,0.998,0.998,0.998,0.998,0.998,0.998,0.998,0.998,0.998,0.995,0.992,0.988,0.982,0.973,0.957,0.938,0.898,0.842,0.763,0.669,0.536,0.449,0.34,0.183]
["HLAK53A","L",3.01906956,-0.015818462,0.0209047144,8.46561491E-4,-6.18209745e-05,3.65072914e-06,0,0,0,0,5,0.778,0.934,0.99,0.999,0.999,0.999,0.999,0.999,0.999,0.999,0.999,0.999,0.999,0.999,0.999,0.999,0.999,0.999,0.999,0.999,0.997,0.995,0.992,0.989,0.984,0.975,0.957,0.934,0.897,0.846,0.779,0.672,0.606,0.515,0.354,10,0.605,0.872,0.98,0.998,0.998,0.998,0.998,0.998,0.998,0.998,0.998,0.998,0.998,0.998,0.998,0.998,0.998,0.998,0.998,0.998,0.994,0.989,0.984,0.978,0.968,0.95,0.918,0.873,0.805,0.715,0.607,0.45,0.367,0.266,0.129]
["HLAK54","L",2.94765208,-0.0151684002,0.0192673146,0.00138888212,-1.55407755E-4,9.21281201e-06,0,0,0,0,5,0.786,0.922,0.987,0.999,0.999,0.999,0.999,0.999,0.999,0.999,0.999,0.999,0.999,0.999,0.999,0.999,0.999,0.999,0.999,0.998,0.997,0.995,0.992,0.989,0.983,0.973,0.954,0.926,0.885,0.823,0.735,0.595,0.385,10,0.618,0.85,0.974,0.998,0.998,0.998,0.998,0.998,0.998,0.998,0.998,0.998,0.998,0.998,0.998,0.998,0.998,0.998,0.998,0.996,0.994,0.989,0.984,0.977,0.966,0.947,0.912,0.859,0.782,0.677,0.54,0.352,0.148]
["HLAK5A","L",2.76662,-0.013765997,0.0168042016,0.000709094213,-5.52664143e-05,3.02453719E-6,0,0,0,0,5,0.811,0.936,0.978,0.99,0.999,0.999,0.999,0.999,0.999,0.999,0.999,0.999,0.999,0.999,0.999,0.999,0.999,0.999,0.999,0.999,0.998,0.997,0.996,0.994,0.99,0.982,0.966,0.932,0.893,0.835,0.756,0.661,0.553,0.436,0.31,10,0.657,0.876,0.956,0.98,0.998,0.998,0.998,0.998,0.998,0.998,0.998,0.998,0.998,0.998,0.998,0.998,0.998,0.998,0.998,0.998,0.997,0.995,0.993,0.988,0.98,0.965,0.929,0.884,0.811,0.711,0.584,0.448,0.314,0.196,0.099]
["HLAK6","L",2.81648072,-0.0152313167,0.0176168363,0.000807769313,-5.32742539e-05,2.58509025E-6,0,0,0,0,5,0.752,0.915,0.983,0.998,0.999,0.999,0.999,0.999,0.999,0.999,0.999,0.999,0.999,0.999,0.999,0.999,0.999,0.999,0.999,0.999,0.999,0.994,0.99,0.987,0.981,0.971,0.955,0.924,0.879,0.81,0.707,0.551,0.301,10,0.566,0.837,0.966,0.996,0.998,0.998,0.998,0.998,0.998,0.998,0.998,0.998,0.998,0.998,0.998,0.998,0.998,0.998,0.998,0.998,0.998,0.989,0.985,0.977,0.966,0.946,0.91,0.856,0.771,0.654,0.499,0.3,0.089]
["HLAK61","L",2.97212067,-0.0151048406,0.020288556,0.000734194347,-3.75051084e-05,1.82377017E-6,0,0,0,0,5,0.783,0.93,0.986,0.999,0.999,0.999,0.999,0.999,0.999,0.999,0.999,0.999,0.999,0.999,0.999,0.999,0.999,0.999,0.999,0.999,0.999,0.999,0.997,0.995,0.99,0.983,0.969,0.948,0.914,0.866,0.804,0.728,0.644,0.551,0.444,10,0.613,0.865,0.972,0.998,0.998,0.998,0.998,0.998,0.998,0.998,0.998,0.998,0.998,0.998,0.998,0.998,0.998,0.998,0.998,0.998,0.998,0.998,0.993,0.988,0.979,0.964,0.935,0.893,0.831,0.746,0.641,0.526,0.411,0.3,0.193]
["HLAK68","L",2.75995716,-0.010735382,0.0182532687,0.000937020441,-8.40203685e-05,5.44074316e-06,0,0,0,0,5,0.91,0.968,0.994,0.999,0.999,0.999,0.999,0.999,0.999,0.999,0.999,0.999,0.999,0.999,0.999,0.998,0.997,0.996,0.995,0.993,0.991,0.989,0.986,0.977,0.967,0.944,0.886,0.756,0.474,0.115,10,0.828,0.937,0.989,0.998,0.998,0.98,0.998,0.998,0.998,0.998,0.998,0.998,0.998,0.998,0.998,0.996,0.993,0.99,0.987,0.984,0.981,0.976,0.966,0.954,0.931,0.884,0.781,0.566,0.22,0.016]
["HLAK7","L",2.87989018,-0.0146958687,0.0189956868,0.000606495285,-2.91346717e-05,1.65584289E-6,0,0,0,0,5,0.774,0.924,0.986,0.999,0.999,0.999,0.999,0.999,0.999,0.999,0.999,0.999,0.999,0.999,0.999,0.999,0.999,0.999,0.999,0.998,0.997,0.995,0.993,0.99,0.987,0.975,0.95,0.914,0.86,0.785,0.687,0.577,0.464,0.355,0.248,10,0.594,0.847,0.955,0.986,0.998,0.998,0.998,0.998,0.998,0.998,0.998,0.998,0.998,0.998,0.998,0.998,0.998,0.998,0.998,0.995,0.992,0.989,0.985,0.981,0.973,0.958,0.934,0.896,0.836,0.757,0.658,0.549,0.437,0.331,0.227]
["HLAK77","L",3.08506549,-0.0156387125,0.0228474273,0.000847199826,-5.4533235e-05,3.45644083e-06,0,0,0,0,5,0.815,0.948,0.984,0.999,0.999,0.999,0.999,0.999,0.999,0.999,0.999,0.999,0.999,0.999,0.999,0.999,0.999,0.999,0.997,0.996,0.996,0.996,0.991,0.986,0.979,0.971,0.95,0.913,0.87,0.813,0.736,0.633,0.55,0.45,0.305,10,0.6,0.854,0.972,0.998,0.998,0.998,0.998,0.998,0.998,0.998,0.998,0.998,0.998,0.998,0.998,0.998,0.998,0.998,0.998,0.996,0.993,0.99,0.984,0.977,0.964,0.939,0.899,0.833,0.738,0.614,0.473,0.334,0.217,0.128,0.063]
["HLAK8A","L",2.8993347,-0.0134878716,0.0190766692,0.00136400166,-0.000150217455,9.1604847e-06,0,0,0,0,5,0.828,0.946,0.991,0.999,0.999,0.999,0.999,0.999,0.999,0.999,0.999,0.999,0.999,0.999,0.999,0.999,0.999,0.999,0.999,0.998,0.997,0.995,0.992,0.987,0.979,0.965,0.945,0.9,0.812,0.717,0.581,0.326,0.088,10,0.686,0.895,0.982,0.998,0.998,0.998,0.998,0.998,0.998,0.998,0.998,0.998,0.998,0.998,0.998,0.998,0.998,0.998,0.998,0.996,0.994,0.99,0.983,0.974,0.959,0.931,0.88,0.804,0.689,0.53,0.33,0.11,0.008]
["HPK60","L",2.5054091,-0.0103738928,0.0120696135,3.48394725E-4,-2.40306361E-5,1.23924095E-6,0,0,0,0,5,0.915,0.947,0.977,0.99,0.999,0.999,0.999,0.999,0.999,0.999,0.999,0.999,0.999,0.999,0.999,0.999,0.999,0.999,0.999,0.999,0.998,0.996,0.994,0.992,0.99,0.985,0.978,0.967,0.945,0.908,0.848,0.762,0.657,0.542,0.422,10,0.837,0.897,0.955,0.98,0.998,0.998,0.998,0.998,0.998,0.998,0.998,0.998,0.998,0.998,0.998,0.998,0.998,0.998,0.998,0.998,0.995,0.992,0.988,0.984,0.98,0.972,0.952,0.93,0.889,0.821,0.716,0.579,0.433,0.297,0.182]
["HPK62A","L",2.57978592,-0.00952472897,0.0126301504,{"v":0.000806546409,"d":"8.07E-04"},{"v":-9.53388389e-05,"d":"-9.53E-05"},{"v":5.37975011e-06,"d":"5.38E-06"},0,0,0,0,5,0.93,0.953,0.98,0.99,0.999,0.999,0.999,0.999,0.999,0.999,0.999,0.999,0.999,0.999,0.999,0.999,0.999,0.999,0.999,0.999,0.998,0.997,0.995,0.992,0.985,0.971,0.948,0.911,0.849,0.759,0.641,0.506,0.369,0.241,10,0.865,0.908,0.96,0.98,0.998,0.998,0.998,0.998,0.998,0.998,0.998,0.998,0.998,0.998,0.998,0.998,0.998,0.998,0.998,0.998,0.996,0.994,0.99,0.984,0.973,0.95,0.906,0.837,0.73,0.586,0.42,0.264,0.142,0.062]
["HPK63","L",2.53403512,-0.0100840331,0.0124087634,4.77201613E-4,-4.35207709e-05,2.3805074e-06,0,0,0,0,5,0.804,0.854,0.931,0.967,0.99,0.995,0.999,0.999,0.999,0.999,0.999,0.999,0.999,0.999,0.999,0.999,0.999,0.999,0.999,0.999,0.999,0.997,0.994,0.99,0.984,0.973,0.961,0.941,0.907,0.848,0.754,0.62,0.457,0.286,0.143,10,0.646,0.73,0.867,0.935,0.98,0.99,0.998,0.998,0.998,0.998,0.998,0.998,0.998,0.998,0.998,0.998,0.998,0.998,0.998,0.998,0.998,0.994,0.988,0.981,0.974,0.961,0.936,0.899,0.835,0.728,0.575,0.39,0.212,0.084,0.022]
["HPK65","L",2.58545747,-9.52904974E-3,0.0136602628,0.000341551059,-1.52997403e-05,7.30579296e-07,0,0,0,0,5,0.957,0.979,0.995,0.999,0.999,0.999,0.999,0.999,0.999,0.999,0.999,0.999,0.999,0.999,0.999,0.999,0.999,0.999,0.997,0.995,0.993,0.991,0.989,0.982,0.966,0.943,0.897,0.821,0.711,0.577,0.437,0.32,0.235,10,0.916,0.958,0.99,0.998,0.998,0.998,0.998,0.998,0.998,0.998,0.998,0.998,0.998,0.998,0.998,0.998,0.998,0.998,0.992,0.986,0.98,0.974,0.967,0.952,0.922,0.871,0.785,0.655,0.489,0.32,0.183,0.097,0.053]
["HQF14","L",2.48576653,-0.0098903442,{"v":0.0202035248,"d":"2.02E-02"},{"v":0.000492709,"d":"4.93E-04"},{"v":1.83898751e-05,"d":"1.84E-05"},{"v":2.51608701E-6,"d":"2.52E-06"},0,0,0,0,5,0.958,0.964,0.99,0.994,0.999,0.999,0.999,0.999,0.999,0.999,0.999,0.999,0.999,0.999,0.999,0.999,0.999,0.999,0.999,0.997,0.995,0.993,0.99,0.981,0.956,0.882,0.641,0.185,10,0.916,0.927,0.977,0.987,0.998,0.998,0.998,0.998,0.998,0.998,0.998,0.998,0.998,0.998,0.998,0.998,0.998,0.998,0.998,0.994,0.99,0.986,0.98,0.961,0.914,0.776,0.413,0.038]
["HQF50","L",2.44740954,-0.00954340895,0.0163965918,0.00146632517,-0.000154022422,1.11583074E-5,0,0,0,0,5,0.933,0.946,0.98,0.99,0.999,0.999,0.999,0.999,0.999,0.999,0.999,0.999,0.999,0.999,0.999,0.999,0.999,0.999,0.998,0.997,0.996,0.994,0.992,0.986,0.966,0.903,0.701,0.268,0,0,0,0,0,0,0,10,0.81,0.859,0.96,0.98,0.998,0.998,0.998,0.998,0.998,0.998,0.998,0.998,0.998,0.998,0.998,0.998,0.998,0.998,0.996,0.994,0.992,0.989,0.981,0.966,0.926,0.808,0.488,0.075,0,0,0,0,0,0,0]
["HQF56","L",2.4032847,-0.0080472237,0.01843296,0.00022619393,2.5399455E-5,1.3251137E-6,0,0,0,0,5,0.917,0.944,0.98,0.993,0.996,0.996,0.996,0.996,0.996,0.996,0.996,0.996,0.996,0.996,0.996,0.996,0.996,0.996,0.996,0.996,0.996,0.994,0.989,0.981,0.962,0.915,0.77,0.398,10,0.846,0.89,0.955,0.983,0.992,0.992,0.992,0.992,0.992,0.992,0.992,0.992,0.992,0.992,0.992,0.992,0.992,0.992,0.992,0.992,0.992,0.987,0.979,0.965,0.927,0.835,0.593,0.159]
["HQF6","L",2.30547001,-0.00897881287,0.0140442503,3.75240216E-4,-7.16733746e-06,2.02611869e-06,0,0,0,0,5,0.934,0.944,0.989,0.997,0.999,0.999,0.999,0.999,0.999,0.999,0.999,0.999,0.999,0.999,0.999,0.999,0.999,0.998,0.998,0.997,0.996,0.995,0.994,0.992,0.989,0.973,0.918,0.727,0.279,10,0.861,0.882,0.973,0.994,0.998,0.998,0.998,0.998,0.998,0.998,0.998,0.998,0.998,0.998,0.998,0.998,0.997,0.996,0.995,0.994,0.993,0.992,0.991,0.984,0.973,0.943,0.841,0.521,0.076]
["HQK3","L",2.185090238,-0.006589287492,0.01060127732,-0.000210349494,3.56310857e-05,-1.44624535E-6,0,0,0,0,5,0.999,0.999,0.999,0.999,0.999,0.999,0.999,0.999,0.999,0.999,0.999,0.999,0.999,0.999,0.999,0.999,0.999,0.996,0.987,0.979,0.965,0.918,0.8,10,0.998,0.998,0.998,0.998,0.998,0.998,0.998,0.998,0.998,0.998,0.998,0.998,0.998,0.998,0.998,0.998,0.998,0.992,0.974,0.958,0.931,0.843,0.64]
["HQK3L","L",2.18954799,-0.00965634602,8.30751905E-3,0.000365672497,-3.5472293e-05,1.87564584e-06,0,0,0,0,5,0.925,0.943,0.986,0.995,0.999,0.999,0.999,0.999,0.999,0.999,0.999,0.999,0.999,0.999,0.999,0.999,0.999,0.999,0.999,0.999,0.999,0.999,0.999,0.999,0.999,0.999,0.999,0.998,0.996,0.989,0.987,0.965,0.92,0.813,0.62,10,0.856,0.889,0.972,0.99,0.998,0.998,0.998,0.998,0.998,0.998,0.998,0.998,0.998,0.998,0.998,0.998,0.998,0.998,0.998,0.998,0.998,0.998,0.998,0.998,0.998,0.998,0.998,0.996,0.992,0.979,0.975,0.932,0.846,0.661,0.384]
["HTF3","L",2.5384499,-0.00892619,{"v":0.023592353,"d":"2.36E-02"},{"v":-9.4082971E-4,"d":"-9.41E-04"},{"v":0.00019041892,"d":"1.90E-04"},{"v":-7.5248752e-06,"d":"-7.52E-06"},0,0,0,0,5,0.812,0.944,0.997,0.997,0.997,0.997,0.997,0.997,0.997,0.997,0.997,0.997,0.997,0.997,0.997,0.997,0.997,0.997,0.993,0.993,0.989,0.979,0.971,0.964,0.95,0.924,0.883,0.795,0.645,0.355,0.076,10,0.659344,0.891136,0.994009,0.994009,0.994009,0.994009,0.994009,0.994009,0.994009,0.994009,0.994009,0.994009,0.994009,0.994009,0.994009,0.994009,0.994009,0.994009,0.986049,0.986049,0.978121,0.958441,0.942841,0.929296,0.9025,0.853776,0.779689,0.632025,0.416025,0.126025,0.005776]
["HTF3L","L",2.5498901,-0.0124016345,0.0174291594,1.0265633E-3,-8.81502201e-05,6.75446845E-6,0,0,0,0,5,0.885,0.953,0.994,0.999,0.999,0.999,0.999,0.999,0.999,0.999,0.999,0.999,0.999,0.999,0.999,0.999,0.999,0.998,0.997,0.996,0.995,0.993,0.99,0.989,0.982,0.97,0.948,0.903,0.828,0.647,0.239,10,0.782,0.907,0.988,0.998,0.998,0.998,0.998,0.998,0.998,0.998,0.998,0.998,0.998,0.998,0.998,0.998,0.998,0.996,0.994,0.992,0.99,0.987,0.98,0.978,0.964,0.941,0.899,0.815,0.685,0.418,0.057]
["HTF7","L",2.62115073,-0.0132041803,0.0215377322,0.00029732836,3.19312087E-5,-3.49692462e-07,0,0,0,0,5,0.827,0.925,0.972,0.982,0.996,0.996,0.996,0.996,0.996,0.996,0.996,0.996,0.996,0.996,0.996,0.996,0.996,0.996,0.993,0.99,0.987,0.983,0.977,0.969,0.954,0.927,0.878,0.779,0.591,0.273,10,0.683929,0.855625,0.944784,0.964324,0.992016,0.992016,0.992016,0.992016,0.992016,0.992016,0.992016,0.992016,0.992016,0.992016,0.992016,0.992016,0.992016,0.992016,0.986049,0.9801,0.974169,0.966289,0.954529,0.938961,0.910116,0.859329,0.770884,0.606841,0.349281,0.074529]
["HZBAF10","L",2.56767884,-0.0100060261,0.0166107744,6.51052393E-4,-4.11297812e-05,3.35427062E-6,0,0,0,0,5,0.918,0.952,0.982,0.992,0.999,0.999,0.999,0.999,0.999,0.999,0.999,0.999,0.999,0.999,0.999,0.999,0.999,0.999,0.997,0.995,0.993,0.99,0.984,0.972,0.944,0.892,0.77,0.518,0.167,10,0.844,0.908,0.965,0.984,0.998,0.998,0.998,0.998,0.998,0.998,0.998,0.998,0.998,0.998,0.998,0.998,0.998,0.998,0.994,0.992,0.988,0.982,0.97,0.947,0.893,0.8,0.597,0.273,0.038]
["HZBAF16","L",2.7189518,-0.00885402223,0.0200773116,0.000462134195,-2.90064565E-6,1.15588784E-6,0,0,0,0,5,0.924,0.959,0.98,0.988,0.999,0.999,0.999,0.999,0.999,0.999,0.999,0.999,0.999,0.999,0.999,0.999,0.999,0.999,0.999,0.999,0.996,0.993,0.987,0.979,0.963,0.931,0.858,0.71,0.44,0.148,0,0,0,0,0,10,0.87,0.935,0.97,0.982,0.998,0.998,0.998,0.998,0.998,0.998,0.998,0.998,0.998,0.998,0.998,0.998,0.998,0.998,0.998,0.994,0.99,0.985,0.975,0.959,0.925,0.854,0.724,0.486,0.177,0.023,0,0,0,0,0]
["HZBAF20","L",2.82343871,-0.010766847,0.0231265595,1.20153687E-3,-8.69406524e-05,8.12143158e-06,0,0,0,0,5,0.93,0.964,0.993,0.997,0.999,0.999,0.999,0.999,0.999,0.999,0.999,0.999,0.999,0.999,0.999,0.999,0.999,0.999,0.996,0.994,0.992,0.988,0.977,0.964,0.933,0.86,0.681,0.315,10,0.865,0.929,0.986,0.994,0.998,0.998,0.998,0.998,0.998,0.998,0.998,0.998,0.998,0.998,0.998,0.998,0.998,0.998,0.992,0.988,0.984,0.977,0.954,0.929,0.871,0.74,0.464,0.099]
["HZBAF21","L",2.88881294,-0.0112014238,0.0261117044,0.00131652955,-9.02985011e-05,1.01643068E-5,0,0,0,0,5,0.949,0.98,0.992,0.999,0.999,0.999,0.999,0.999,0.999,0.999,0.999,0.999,0.999,0.999,0.999,0.999,0.999,0.995,0.993,0.99,0.987,0.98,0.959,0.932,0.873,0.739,0.463,0.131,10,0.901,0.96,0.984,0.998,0.998,0.998,0.998,0.998,0.998,0.998,0.998,0.998,0.998,0.998,0.998,0.998,0.998,0.989,0.986,0.981,0.974,0.961,0.92,0.868,0.762,0.547,0.215,0.017]
["HZBAF3","L",2.69121166,-9.00413519E-3,0.0183609733,0.000531180896,-2.10926709e-05,1.72686254E-6,0,0,0,0,5,0.938,0.973,0.99,0.999,0.999,0.999,0.999,0.999,0.999,0.999,0.999,0.999,0.999,0.999,0.999,0.999,0.999,0.999,0.999,0.999,0.997,0.994,0.991,0.987,0.976,0.952,0.894,0.782,0.555,0.217,10,0.964,0.947,0.98,0.998,0.998,0.998,0.998,0.998,0.998,0.998,0.998,0.998,0.998,0.998,0.998,0.998,0.998,0.998,0.998,0.998,0.994,0.988,0.981,0.968,0.945,0.899,0.798,0.611,0.308,0.05]
["HZBAF5","L",2.73214288,-0.0099957311,0.0210627506,9.1410415e-05,9.31355399e-05,-5.82600014e-06,0,0,0,0,5,0.943,0.971,0.986,0.992,0.998,0.999,0.999,0.999,0.999,0.999,0.998,0.998,0.995,0.995,0.995,0.994,0.994,0.992,0.991,0.99,0.988,0.985,0.976,0.964,0.941,0.89,0.79,0.58,0.23,10,0.889,0.942,0.972,0.984,0.997,0.998,0.998,0.998,0.998,0.998,0.997,0.996,0.991,0.99,0.99,0.989,0.989,0.985,0.983,0.98,0.976,0.971,0.953,0.93,0.886,0.8,0.63,0.34,0.06]
["HZBAF50","L",2.6951382,-0.00884212838,0.0189677206,{"v":0.000417388089,"d":"4.17E-04"},{"v":-9.33466805e-06,"d":"-9.33E-06"},{"v":1.53699645e-06,"d":"1.54E-06"},0,0,0,0,5,0.937,0.971,0.993,0.995,0.999,0.999,0.999,0.999,0.999,0.999,0.999,0.999,0.999,0.999,0.999,0.999,0.999,0.999,0.999,0.998,0.997,0.996,0.994,0.984,0.966,0.93,0.858,0.716,0.471,10,0.88,0.946,0.982,0.992,0.998,0.998,0.998,0.998,0.998,0.998,0.998,0.998,0.998,0.998,0.998,0.998,0.998,0.998,0.998,0.996,0.994,0.992,0.989,0.968,0.933,0.866,0.738,0.513,0.223]
["HZBAF52","L",2.72917137,-0.0101247435,0.0203135768,0.000548969301,-1.03383424E-5,1.79727765E-6,0,0,0,0,5,0.938,0.97,0.989,0.993,0.999,0.999,0.999,0.999,0.999,0.999,0.999,0.999,0.999,0.999,0.999,0.999,0.999,0.998,0.996,0.995,0.994,0.992,0.983,0.973,0.952,0.909,0.807,0.596,0.269,10,0.877,0.944,0.978,0.987,0.998,0.998,0.998,0.998,0.998,0.998,0.998,0.998,0.998,0.998,0.998,0.998,0.998,0.996,0.993,0.991,0.988,0.983,0.967,0.947,0.907,0.826,0.652,0.355,0.072]
["HZBAF65","L",2.66955809,-0.011705378,0.0216385159,1.09755393E-3,-7.38357886e-05,6.82335888e-06,0,0,0,0,5,0.917,0.95,0.987,0.993,0.999,0.999,0.999,0.999,0.999,0.999,0.999,0.999,0.999,0.999,0.999,0.999,0.999,0.999,0.999,0.998,0.997,0.996,0.994,0.991,0.988,0.977,0.957,0.899,0.751,0.401,10,0.84,0.9,0.974,0.986,0.998,0.998,0.998,0.998,0.998,0.998,0.998,0.998,0.998,0.998,0.998,0.998,0.998,0.998,0.998,0.996,0.994,0.992,0.99,0.983,0.974,0.958,0.919,0.813,0.568,0.164]
["HZF1","L",2.63717717,-0.0103771286,0.0250783227,1.09014425E-3,-4.69756612e-05,9.1214696e-06,0,0,0,0,5,0.901,0.929,0.969,0.982,0.992,0.999,0.999,0.999,0.999,0.999,0.999,0.999,0.999,0.999,0.999,0.999,0.998,0.997,0.996,0.995,0.994,0.991,0.981,0.961,0.912,0.763,0.385,10,0.812,0.863,0.939,0.964,0.984,0.998,0.998,0.998,0.998,0.998,0.998,0.998,0.998,0.998,0.998,0.998,0.997,0.995,0.992,0.99,0.988,0.983,0.962,0.923,0.828,0.581,0.153]
["HZF10","L",2.76089226,-0.0110845008,0.0289559966,0.00151547191,-8.76539698e-05,1.38043475e-05,0,0,0,0,5,0.944,0.966,0.993,0.998,0.998,0.998,0.998,0.998,0.998,0.998,0.998,0.998,0.998,0.998,0.998,0.998,0.998,0.996,0.994,0.992,0.99,0.985,0.971,0.941,0.861,0.652,0.256,10,0.89,0.933,0.986,0.996,0.996,0.996,0.996,0.996,0.996,0.996,0.996,0.996,0.996,0.996,0.996,0.996,0.996,0.992,0.988,0.984,0.98,0.97,0.931,0.879,0.741,0.427,0.075]
["HZF11","L",2.7902692,-0.0113154551,0.0298537059,{"v":1.85548133E-3,"d":"1.86E-03"},{"v":-0.000133930426,"d":"-1.34E-04"},{"v":1.81714166E-5,"d":"1.82E-05"},0,0,0,0,5,0.93,0.956,0.98,0.993,0.999,0.999,0.999,0.999,0.999,0.999,0.999,0.999,0.999,0.999,0.999,0.999,0.999,0.997,0.996,0.995,0.993,0.986,0.962,0.922,0.812,0.54,0.159,10,0.857,0.905,0.961,0.985,0.998,0.998,0.998,0.998,0.998,0.998,0.998,0.998,0.998,0.998,0.998,0.998,0.998,0.995,0.993,0.99,0.986,0.973,0.926,0.85,0.659,0.292,0.025]
["HZF12","L",2.98048977,-0.0122396125,0.039109411,{"v":0.00160680583,"d":"1.61E-03"},{"v":1.39107243e-06,"d":"1.39E-06"},{"v":1.34851004E-5,"d":"1.35E-05"},0,0,0,0,5,0.935,0.956,0.979,0.986,0.995,0.998,0.998,0.998,0.998,0.998,0.998,0.998,0.998,0.998,0.998,0.998,0.998,0.995,0.991,0.987,0.983,0.969,0.943,0.899,0.767,0.435,10,0.874,0.914,0.958,0.972,0.99,0.996,0.996,0.996,0.996,0.996,0.996,0.996,0.996,0.996,0.996,0.996,0.996,0.99,0.982,0.974,0.966,0.939,0.889,0.808,0.588,0.189]
["HZF13","L",3.05227481,-0.0121808741,0.0416791281,1.7993293E-3,1.916596E-5,1.22563456e-05,0,0,0,0,5,0.95,0.976,0.987,0.993,0.998,0.998,0.998,0.998,0.998,0.998,0.998,0.998,0.998,0.998,0.998,0.998,0.998,0.998,0.996,0.993,0.986,0.97,0.938,0.891,0.76,0.428,10,0.91,0.95,0.981,0.996,0.996,0.996,0.996,0.996,0.996,0.996,0.996,0.996,0.996,0.996,0.996,0.996,0.996,0.992,0.987,0.982,0.97,0.94,0.861,0.759,0.551,0.194]
["HZF2","L",2.71254884,-0.0109981079,0.0269930833,{"v":0.00144291354,"d":"1.44E-03"},{"v":-8.34857219e-05,"d":"-8.35E-05"},{"v":1.26851609E-5,"d":"1.27E-05"},0,0,0,0,5,0.93,0.952,0.986,0.996,0.999,0.999,0.999,0.999,0.999,0.999,0.999,0.999,0.999,0.999,0.999,0.999,0.997,0.995,0.993,0.991,0.989,0.986,0.971,0.943,0.868,0.655,0.225,10,0.865,0.906,0.972,0.992,0.998,0.998,0.998,0.998,0.998,0.998,0.998,0.998,0.998,0.998,0.998,0.998,0.993,0.989,0.987,0.984,0.979,0.97,0.937,0.883,0.747,0.426,0.052]
["HZF3","L",2.84670798,-0.011235076,0.032360757,0.00162442342,-8.05719818e-05,1.55748376E-5,0,0,0,0,5,0.934,0.963,0.993,0.998,0.998,0.998,0.998,0.998,0.998,0.998,0.998,0.998,0.998,0.998,0.998,0.998,0.998,0.998,0.998,0.998,0.991,0.984,0.957,0.913,0.801,0.534,0.161,10,0.872,0.927,0.986,0.996,0.996,0.996,0.996,0.996,0.996,0.996,0.996,0.996,0.996,0.996,0.996,0.996,0.996,0.996,0.996,0.996,0.983,0.969,0.917,0.833,0.641,0.286,0.026]
["HZF4","L",2.8783386,-0.0118585043,0.0341292688,1.67815401E-3,-5.56455694e-05,1.43620134e-05,0,0,0,0,5,0.942,0.963,0.994,0.998,0.998,0.998,0.998,0.998,0.998,0.998,0.998,0.998,0.998,0.998,0.998,0.996,0.994,0.992,0.99,0.987,0.981,0.969,0.93,0.876,0.748,0.46,10,0.887,0.927,0.989,0.996,0.996,0.996,0.996,0.996,0.996,0.996,0.996,0.996,0.996,0.996,0.996,0.992,0.989,0.985,0.98,0.976,0.966,0.942,0.867,0.769,0.563,0.213]
["HZF5","L",2.91687382,-0.011852779,0.0342689145,{"v":0.00202963652,"d":"2.03E-03"},{"v":-1.14580838E-4,"d":"-1.15E-04"},{"v":1.85928308e-05,"d":"1.86E-05"},0,0,0,0,5,0.937,0.962,0.991,0.997,0.997,0.997,0.997,0.997,0.997,0.997,0.997,0.997,0.997,0.997,0.997,0.997,0.995,0.992,0.99,0.988,0.985,0.978,0.952,0.912,0.807,0.535,0.113,0,0,0,0,0,0,0,0,10,0.878,0.925,0.982,0.994,0.994,0.994,0.994,0.994,0.994,0.994,0.994,0.994,0.994,0.994,0.994,0.994,0.991,0.988,0.985,0.981,0.973,0.957,0.907,0.834,0.657,0.292,0.016,0,0,0,0,0,0,0,0]
["HZF50","L",2.91816811,-0.0122621813,0.0341878382,{"v":0.00236117574,"d":"2.36E-03"},{"v":-0.000168240994,"d":"-1.68E-04"},{"v":2.26673138e-05,"d":"2.27E-05"},0,0,0,0,5,0.956,0.969,0.99,0.993,0.998,0.998,0.998,0.998,0.998,0.998,0.998,0.998,0.998,0.998,0.998,0.998,0.998,0.996,0.993,0.99,0.987,0.982,0.955,0.914,0.79,0.467,10,0.91,0.944,0.98,0.986,0.996,0.996,0.996,0.996,0.996,0.996,0.996,0.996,0.996,0.996,0.996,0.996,0.996,0.994,0.991,0.988,0.981,0.965,0.914,0.834,0.623,0.219]
["HZF52HT","L",3.2606321,-0.017780398,0.040902938,{"v":0.0056076934,"d":"5.61E-03"},{"v":-0.00056434039,"d":"-5.64E-04"},{"v":5.4763391E-5,"d":"5.48E-05"},0,0,0,0,5,0.961,0.982,0.997,0.997,0.997,0.997,0.997,0.997,0.997,0.997,0.997,0.997,0.997,0.997,0.997,0.997,0.997,0.995,0.993,0.99,0.985,0.961,0.915,0.85,0.685,0.321,10,0.922,0.957,0.982,0.994,0.994,0.994,0.994,0.994,0.994,0.994,0.994,0.994,0.994,0.994,0.994,0.994,0.994,0.992,0.989,0.981,0.967,0.925,0.838,0.725,0.476,0.113]
["HZF52N","L",3.25093122,-0.0135032313,0.0490304607,{"v":2.49344608E-3,"d":"2.49E-03"},{"v":-1.81762799e-05,"d":"-1.82E-05"},{"v":1.9468641e-05,"d":"1.95E-05"},0,0,0,0,5,0.962,0.98,0.992,0.997,0.999,0.999,0.999,0.999,0.999,0.999,0.999,0.999,0.999,0.999,0.999,0.999,0.999,0.997,0.993,0.99,0.985,0.977,0.958,0.911,0.843,0.671,0.332,10,0.925,0.961,0.985,0.994,0.999,0.999,0.999,0.999,0.999,0.999,0.999,0.999,0.999,0.999,0.999,0.999,0.999,0.995,0.986,0.98,0.971,0.954,0.918,0.83,0.71,0.45,0.11]
["HZF6","L",2.96351629,-0.0119513676,0.0359998931,{"v":0.00229903731,"d":"2.30E-03"},{"v":-1.58881885E-4,"d":"-1.59E-04"},{"v":2.32603789e-05,"d":"2.33E-05"},0,0,0,0,5,0.937,0.969,0.992,0.997,0.997,0.997,0.997,0.997,0.997,0.997,0.997,0.997,0.997,0.997,0.997,0.997,0.996,0.994,0.99,0.986,0.982,0.974,0.948,0.907,0.799,0.507,0.094,10,0.88,0.939,0.984,0.994,0.994,0.994,0.994,0.994,0.994,0.994,0.994,0.994,0.994,0.994,0.994,0.994,0.992,0.988,0.986,0.98,0.975,0.958,0.909,0.835,0.646,0.263,0.014]
["HZF62","L",3.49733468,-0.0175493772,0.0599594355,0.00390005481,-1.39531497E-4,4.41807948e-05,0,0,0,0,5,0.957,0.978,0.999,0.999,0.999,0.999,0.999,0.999,0.999,0.999,0.999,0.999,0.999,0.999,0.998,0.997,0.993,0.983,0.976,0.966,0.95,0.917,0.791,0.586,0.21,10,0.916,0.956,0.998,0.998,0.998,0.998,0.998,0.998,0.998,0.998,0.998,0.998,0.998,0.998,0.997,0.995,0.986,0.965,0.952,0.934,0.902,0.84,0.625,0.343,0.044]
["HZF72A","L",3.5124379,-0.038740396,0.043025546,0.011383275,-1.2567765E-3,1.2400768E-4,0,0,0,0,5,0.966,0.988,0.997,0.997,0.997,0.997,0.997,0.997,0.997,0.997,0.997,0.997,0.997,0.997,0.997,0.997,0.989,0.977,0.973,0.969,0.967,0.948,0.735,0.344,10,0.923,0.96,0.99,0.994,0.994,0.994,0.994,0.994,0.994,0.994,0.994,0.994,0.994,0.994,0.994,0.994,0.986,0.968,0.956,0.938,0.906,0.824,0.471,0.11]
["HZF72B","L",3.47907547,-0.0182056514,0.0644069814,0.00467488595,-2.34014347E-4,6.37833754e-05,0,0,0,0,5,0.983,0.995,0.997,0.997,0.997,0.997,0.997,0.997,0.997,0.997,0.997,0.997,0.997,0.997,0.997,0.997,0.99,0.973,0.966,0.954,0.933,0.89,0.642,0.253,10,0.966,0.99,0.994,0.994,0.994,0.994,0.994,0.994,0.994,0.994,0.994,0.994,0.994,0.994,0.994,0.994,0.981,0.954,0.938,0.915,0.875,0.788,0.41,0.066]
["HZF75","L",3.563784,-0.025449644,0.058401659,0.0092310983,-0.00095499727,1.1777456E-4,0,0,0,0,5,0.974,0.99,0.995,0.995,0.995,0.995,0.995,0.995,0.995,0.995,0.995,0.995,0.995,0.995,0.995,0.995,0.987,0.963,0.942,0.909,0.859,0.751,0.412,10,0.935,0.97,0.99,0.99,0.99,0.99,0.99,0.99,0.99,0.99,0.99,0.99,0.99,0.99,0.99,0.99,0.974,0.926,0.885,0.824,0.725,0.55,0.16]
["HZF75A","L",3.55084508,-0.0193992631,0.0682201738,{"v":0.00585319322,"d":"5.85E-03"},{"v":-4.21740063E-4,"d":"-4.22E-04"},{"v":8.66214086e-05,"d":"8.66E-05"},0,0,0,0,5,0.972,0.982,0.997,0.997,0.997,0.997,0.997,0.997,0.997,0.997,0.997,0.997,0.997,0.997,0.997,0.995,0.993,0.97,0.96,0.946,0.923,0.87,0.546,0.181,10,0.945,0.964,0.994,0.994,0.994,0.994,0.994,0.994,0.994,0.994,0.994,0.994,0.994,0.994,0.994,0.99,0.986,0.941,0.921,0.894,0.853,0.756,0.298,0.033]
["HZF7L","L",3.11898504,-0.0124052596,0.0432862244,2.26049835E-3,-7.69462999e-05,2.11453139e-05,0,0,0,0,5,0.951,0.974,0.99,0.998,0.998,0.998,0.998,0.998,0.998,0.998,0.998,0.998,0.998,0.998,0.998,0.998,0.996,0.994,0.992,0.99,0.987,0.977,0.952,0.913,0.802,0.497,0.081,0,0,0,0,0,0,0,0,10,0.905,0.949,0.98,0.996,0.996,0.996,0.996,0.996,0.996,0.996,0.996,0.996,0.996,0.996,0.996,0.996,0.993,0.988,0.983,0.98,0.971,0.953,0.904,0.83,0.637,0.242,0.009,0,0,0,0,0,0,0,0]
["HZK10","L",2.58741488,-0.0101011954,0.0149670832,{"v":5.68916443E-4,"d":"5.69E-04"},{"v":-4.40176529e-05,"d":"-4.40E-05"},{"v":2.64008379e-06,"d":"2.64E-06"},0,0,0,0,5,0.912,0.962,0.995,0.999,0.999,0.999,0.999,0.999,0.999,0.999,0.999,0.999,0.999,0.999,0.999,0.999,0.999,0.999,0.999,0.999,0.999,0.997,0.995,0.99,0.983,0.969,0.933,0.867,0.73,0.473,0.154,0,0,0,0,10,0.832,0.925,0.99,0.998,0.998,0.998,0.998,0.998,0.998,0.998,0.998,0.998,0.998,0.998,0.998,0.998,0.998,0.998,0.998,0.998,0.998,0.995,0.992,0.984,0.968,0.941,0.876,0.757,0.537,0.228,0.027,0,0,0,0]
["HZK10N","L",2.59016969,-0.010210368,0.0146213934,0.000692375177,-6.66173315e-05,4.03789352e-06,0,0,0,0,5,0.914,0.963,0.996,0.999,0.999,0.999,0.999,0.999,0.999,0.999,0.999,0.999,0.999,0.999,0.999,0.999,0.999,0.999,0.999,0.999,0.999,0.997,0.994,0.991,0.986,0.971,0.942,0.86,0.74,0.515,0.221,10,0.825,0.923,0.984,0.998,0.998,0.998,0.998,0.998,0.998,0.998,0.998,0.998,0.998,0.998,0.998,0.998,0.998,0.998,0.998,0.998,0.998,0.995,0.992,0.981,0.972,0.943,0.888,0.74,0.547,0.265,0.049]
["HZK11","L",2.63821944,-0.010247331,0.0158983043,{"v":0.000577973503,"d":"5.78E-04"},{"v":-3.90220391e-05,"d":"-3.90E-05"},{"v":2.35832993e-06,"d":"2.36E-06"},0,0,0,0,5,0.903,0.95,0.987,0.994,0.999,0.999,0.999,0.999,0.999,0.999,0.999,0.999,0.999,0.999,0.999,0.999,0.999,0.999,0.999,0.999,0.999,0.997,0.995,0.993,0.991,0.985,0.97,0.944,0.895,0.799,0.622,0.348,10,0.815,0.903,0.974,0.989,0.998,0.998,0.998,0.998,0.998,0.998,0.998,0.998,0.998,0.998,0.998,0.998,0.998,0.998,0.998,0.998,0.998,0.994,0.99,0.985,0.979,0.968,0.94,0.892,0.801,0.639,0.388,0.123]
["HZK14","L",2.53182995,-0.0110534989,0.0134222293,0.000421021754,-2.24912138e-05,1.01669782e-06,0,0,0,0,5,0.879,0.939,0.983,0.993,0.999,0.999,0.999,0.999,0.999,0.999,0.999,0.999,0.999,0.999,0.999,0.999,0.999,0.999,0.999,0.999,0.999,0.997,0.996,0.994,0.992,0.985,0.976,0.954,0.919,0.862,0.762,0.615,0.419,0.21,10,0.774,0.88,0.967,0.984,0.996,0.999,0.998,0.998,0.998,0.998,0.998,0.998,0.998,0.998,0.998,0.998,0.998,0.998,0.998,0.998,0.998,0.995,0.995,0.99,0.985,0.976,0.957,0.916,0.852,0.747,0.588,0.385,0.18,0.05]
["HZK2","L",2.4685224,-0.010187168,0.013391675,0.00032906071,-1.2198654E-5,6.591424e-07,0,0,0,0,5,0.912,0.963,0.988,0.994,0.999,0.999,0.999,0.999,0.999,0.999,0.999,0.999,0.999,0.999,0.999,0.999,0.999,0.999,0.999,0.999,0.999,0.996,0.992,0.988,0.986,0.982,0.967,0.928,0.885,0.804,0.681,0.507,0.307,0,0,10,0.829,0.925,0.975,0.988,0.998,0.998,0.998,0.998,0.998,0.998,0.998,0.998,0.998,0.998,0.998,0.998,0.998,0.998,0.998,0.998,0.998,0.993,0.988,0.981,0.971,0.961,0.932,0.869,0.789,0.653,0.471,0.264,0.098,0,0]
["HZK20","L",2.56855897,-0.0087429585,0.0159604033,{"v":0.000491034285,"d":"4.91E-04"},{"v":-2.7733196E-5,"d":"-2.77E-05"},{"v":1.72056496E-6,"d":"1.72E-06"},0,0,0,0,5,0.911,0.957,0.987,0.995,0.999,0.999,0.999,0.999,0.999,0.999,0.999,0.999,0.999,0.999,0.999,0.999,0.999,0.999,0.999,0.999,0.999,0.998,0.997,0.996,0.994,0.988,0.977,0.954,0.907,0.83,0.711,0.551,0.371,0.209,0.093,10,0.83,0.916,0.974,0.99,0.998,0.998,0.998,0.998,0.998,0.998,0.998,0.998,0.998,0.998,0.998,0.998,0.998,0.998,0.998,0.998,0.998,0.996,0.994,0.992,0.989,0.976,0.952,0.905,0.821,0.689,0.508,0.307,0.141,0.046,0.011]
["HZK21","L",2.59254654,-0.0110129354,0.0138896553,8.21371542E-4,-8.84083953e-05,5.19951049e-06,0,0,0,0,5,0.882,0.948,0.98,0.988,0.999,0.999,0.999,0.999,0.999,0.999,0.999,0.999,0.999,0.999,0.999,0.999,0.999,0.999,0.999,0.999,0.999,0.996,0.993,0.99,0.986,0.975,0.956,0.938,0.881,0.788,0.656,0.488,0.314,10,0.777924,0.898704,0.9604,0.976144,0.998001,0.998001,0.998001,0.998001,0.998001,0.998001,0.998001,0.998001,0.998001,0.998001,0.998001,0.998001,0.998001,0.998001,0.998001,0.998001,0.998001,0.992016,0.986049,0.9801,0.972196,0.950625,0.913936,0.879844,0.776161,0.620944,0.430336,0.238144,0.098596]
["HZK3","L",2.4861499,-0.00956848451,0.0146850591,-0.000112164871,4.19787771e-05,-1.88561901e-06,0,0,0,0,5,0.903,0.948,0.993,0.999,0.999,0.999,0.999,0.999,0.999,0.999,0.999,0.998,0.998,0.999,0.999,0.999,0.999,0.999,0.999,0.998,0.998,0.998,0.998,0.996,0.992,0.985,0.972,0.941,0.895,0.81,0.68,0.503,0.309,0.149,0,10,0.815409,0.898704,0.986049,0.998001,0.998001,0.998001,0.998001,0.998001,0.998001,0.998001,0.998001,0.996,0.996,0.998,0.998,0.998,0.998,0.998,0.998,0.996,0.996,0.996,0.996,0.992,0.984,0.97,0.945,0.885,0.801,0.656,0.462,0.253,0.095,0.022,0]
["HZK3A","L",2.48859886,-0.0107631038,0.0130844889,0.000333048453,-1.29820178E-5,6.37252025e-07,0,0,0,0,5,0.917,0.973,0.991,0.999,0.999,0.999,0.999,0.999,0.999,0.999,0.999,0.999,0.999,0.999,0.999,0.999,0.999,0.999,0.999,0.999,0.999,0.999,0.998,0.997,0.995,0.989,0.977,0.957,0.924,0.866,0.773,0.637,0.463,0.29,0.168,10,0.842,0.947,0.982,0.998,0.998,0.998,0.998,0.998,0.998,0.998,0.998,0.998,0.998,0.998,0.998,0.998,0.998,0.998,0.998,0.998,0.998,0.998,0.996,0.994,0.99,0.978,0.954,0.915,0.853,0.749,0.598,0.406,0.214,0.084,0.028]
["HZK4","L",2.54914307,-0.0116749908,0.0135396676,{"v":0.000567359989,"d":"5.67E-04"},{"v":-3.99445862e-05,"d":"-3.99E-05"},{"v":2.1174714e-06,"d":"2.12E-06"},0,0,0,0,5,0.915,0.96,0.987,0.999,0.999,0.999,0.999,0.999,0.999,0.999,0.999,0.998,0.998,0.999,0.999,0.999,0.999,0.999,0.998,0.997,0.997,0.996,0.993,0.988,0.981,0.967,0.943,0.894,0.815,0.692,0.519,0.321,0.147,0,0,10,0.837,0.922,0.974,0.998,0.998,0.998,0.998,0.998,0.998,0.998,0.998,0.996,0.996,0.998,0.998,0.998,0.998,0.998,0.996,0.994,0.994,0.992,0.986,0.976,0.962,0.935,0.889,0.799,0.664,0.479,0.269,0.103,0.021,0,0]
["HZK50","L",2.54047355,-0.00905535161,0.0149621725,0.000392388778,-1.515438E-5,7.76341926e-07,0,0,0,0,5,0.917,0.952,0.983,0.993,0.999,0.999,0.999,0.999,0.999,0.999,0.999,0.998,0.998,0.998,0.998,0.998,0.999,0.999,0.999,0.999,0.999,0.997,0.995,0.992,0.99,0.983,0.971,0.948,0.903,0.824,0.698,0.515,0.312,0.145,10,0.841,0.904,0.966,0.986,0.998,0.998,0.998,0.998,0.998,0.998,0.998,0.998,0.998,0.998,0.998,0.998,0.998,0.998,0.998,0.998,0.998,0.995,0.991,0.986,0.981,0.968,0.944,0.897,0.813,0.673,0.482,0.262,0.095,0.021]
["HZK6","L",2.5595514,-0.0100093149,0.0142930361,{"v":0.000466646324,"d":"4.67E-04"},{"v":-2.70113303E-5,"d":"-2.70E-05"},{"v":1.35057919e-06,"d":"1.35E-06"},0,0,0,0,5,0.922,0.967,0.993,0.999,0.999,0.999,0.999,0.999,0.999,0.999,0.999,0.999,0.999,0.999,0.999,0.999,0.999,0.999,0.999,0.999,0.999,0.999,0.997,0.995,0.989,0.98,0.958,0.911,0.842,0.73,0.57,0.377,0.197,10,0.844,0.927,0.986,0.998,0.998,0.998,0.998,0.998,0.998,0.998,0.998,0.998,0.998,0.998,0.998,0.998,0.998,0.998,0.998,0.998,0.998,0.995,0.99,0.982,0.971,0.952,0.908,0.83,0.709,0.536,0.326,0.145,0.041]
["HZK7","L",2.56343719,-0.0118778982,0.0136592937,0.000436395177,-2.37642691e-05,1.12532867e-06,0,0,0,0,5,0.841,0.925,0.981,0.992,0.999,0.999,0.999,0.999,0.999,0.999,0.999,0.999,0.999,0.999,0.999,0.999,0.999,0.999,0.999,0.999,0.999,0.999,0.999,0.999,0.994,0.985,0.97,0.939,0.889,0.807,0.689,0.529,0.348,0.181,10,0.707,0.857,0.963,0.986,0.998,0.998,0.998,0.998,0.998,0.998,0.998,0.998,0.998,0.998,0.998,0.998,0.998,0.998,0.998,0.998,0.998,0.998,0.994,0.989,0.979,0.966,0.935,0.877,0.784,0.65,0.472,0.28,0.123,0.037]
["HZK9","L",2.58664805,-0.011871217,0.0132307928,{"v":0.000782598611,"d":"7.83E-04"},{"v":-8.48132791e-05,"d":"-8.48E-05"},{"v":4.7503938e-06,"d":"4.75E-06"},0,0,0,0,5,0.861,0.943,0.985,0.996,0.999,0.999,0.999,0.999,0.999,0.999,0.999,0.999,0.999,0.999,0.999,0.999,0.999,0.999,0.999,0.999,0.999,0.995,0.992,0.989,0.986,0.979,0.962,0.929,0.887,0.825,0.73,0.599,0.443,0.286,10,0.741321,0.889249,0.970225,0.992016,0.998001,0.998001,0.998001,0.998001,0.998001,0.998001,0.998001,0.998001,0.998001,0.998001,0.998001,0.998001,0.998001,0.998001,0.998001,0.998001,0.998001,0.990025,0.984064,0.978121,0.972196,0.958441,0.925444,0.863041,0.786769,0.680625,0.5329,0.358801,0.196249,0.081796]
["HZK9A","L",2.58626893,-0.0119483745,0.0137737392,0.000549112685,-4.52101305e-05,2.4454279e-06,0,0,0,0,5,0.864,0.944,0.995,0.999,0.999,0.999,0.999,0.999,0.999,0.999,0.999,0.999,0.999,0.999,0.999,0.999,0.999,0.999,0.999,0.999,0.999,0.998,0.997,0.996,0.993,0.988,0.978,0.959,0.925,0.866,0.771,0.62,0.411,10,0.746,0.891,0.99,0.998,0.998,0.998,0.998,0.998,0.998,0.998,0.998,0.998,0.998,0.998,0.998,0.998,0.998,0.998,0.998,0.998,0.998,0.996,0.994,0.992,0.987,0.977,0.957,0.919,0.855,0.75,0.594,0.385,0.169]
["HZLAF1","L",3.16628243,-0.015441144,0.0261007358,1.3712332E-3,-1.09192053E-4,7.83345535e-06,0,0,0,0,5,0.803,0.935,0.99,0.999,0.999,0.999,0.999,0.999,0.999,0.999,0.999,0.999,0.999,0.999,0.999,0.999,0.999,0.999,0.997,0.995,0.994,0.99,0.984,0.976,0.963,0.936,0.881,0.747,0.485,0.156,10,0.645,0.874,0.98,0.998,0.998,0.998,0.998,0.998,0.998,0.998,0.998,0.998,0.998,0.998,0.998,0.998,0.998,0.998,0.994,0.991,0.987,0.981,0.968,0.953,0.927,0.876,0.776,0.558,0.235,0.024]
["HZLAF2","L",3.17454812,-0.0159776958,0.0251277775,0.00118617161,-8.90435226e-05,6.03380469e-06,0,0,0,0,5,0.826,0.959,0.993,0.999,0.999,0.999,0.999,0.999,0.999,0.999,0.999,0.999,0.999,0.999,0.999,0.998,0.998,0.997,0.996,0.994,0.994,0.993,0.988,0.983,0.975,0.959,0.929,0.881,0.791,0.62,0.322,0.043,10,0.682,0.92,0.986,0.998,0.998,0.998,0.998,0.998,0.998,0.998,0.998,0.998,0.998,0.998,0.998,0.997,0.996,0.995,0.993,0.989,0.988,0.986,0.976,0.973,0.956,0.925,0.87,0.781,0.629,0.383,0.103,0.007]
["HZLAF3","L",3.33508086,-0.0151809916,0.0347880996,{"v":0.00157445974,"d":"1.57E-03"},{"v":-7.28030297e-05,"d":"-7.28E-05"},{"v":8.73416251e-06,"d":"8.73E-06"},0,0,0,0,5,0.885,0.97,0.991,0.998,0.998,0.998,0.998,0.998,0.998,0.998,0.998,0.998,0.998,0.998,0.998,0.998,0.998,0.998,0.994,0.988,0.982,0.975,0.959,0.94,0.904,0.832,0.68,0.376,10,0.782,0.94,0.981,0.996,0.996,0.996,0.996,0.996,0.996,0.996,0.996,0.996,0.996,0.996,0.996,0.996,0.996,0.996,0.989,0.976,0.964,0.948,0.911,0.871,0.803,0.68,0.449,0.136]
["HZLAF50","L",3.177046,-0.0149215351,0.025981669,{"v":1.02205007E-3,"d":"1.02E-03"},{"v":-6.86208852e-05,"d":"-6.86E-05"},{"v":4.99362397e-06,"d":"4.99E-06"},0,0,0,0,5,0.834,0.956,0.99,0.995,0.999,0.999,0.999,0.999,0.999,0.999,0.999,0.999,0.999,0.999,0.999,0.999,0.999,0.998,0.996,0.994,0.992,0.99,0.987,0.983,0.974,0.961,0.931,0.891,0.818,0.69,0.46,0.136,0,0,0,10,0.705,0.916,0.978,0.99,0.998,0.998,0.998,0.998,0.998,0.998,0.998,0.998,0.998,0.998,0.998,0.998,0.998,0.995,0.992,0.988,0.984,0.981,0.973,0.963,0.948,0.918,0.869,0.795,0.676,0.489,0.223,0.022,0,0,0]
["HZLAF51","L",3.16743537,-0.0161763813,0.0288108896,1.51509661E-3,-0.000100494023,9.19692892e-06,0,0,0,0,5,0.825,0.95,0.99,0.999,0.999,0.999,0.999,0.999,0.999,0.999,0.999,0.999,0.999,0.999,0.999,0.999,0.999,0.997,0.995,0.992,0.988,0.981,0.966,0.948,0.913,0.838,0.668,0.358,10,0.681,0.903,0.98,0.998,0.998,0.998,0.998,0.998,0.998,0.998,0.998,0.998,0.998,0.998,0.998,0.998,0.998,0.993,0.989,0.984,0.977,0.963,0.933,0.899,0.833,0.702,0.446,0.128]
["HZLAF52","L",3.17490239,-0.0156120621,0.028480108,{"v":0.00138932793,"d":"1.39E-03"},{"v":-9.1262591e-05,"d":"-9.13E-05"},{"v":7.77598184e-06,"d":"7.78E-06"},0,0,0,0,5,0.8,0.93,0.992,0.999,0.999,0.999,0.999,0.999,0.999,0.999,0.999,0.999,0.999,0.999,0.999,0.999,0.999,0.999,0.997,0.995,0.992,0.986,0.981,0.975,0.953,0.91,0.817,0.616,0.27,0,0,0,0,0,0,10,0.64,0.865,0.984,0.998,0.998,0.998,0.998,0.998,0.998,0.998,0.998,0.998,0.998,0.998,0.998,0.998,0.998,0.998,0.995,0.992,0.985,0.976,0.953,0.928,0.885,0.804,0.644,0.364,0.071,0,0,0,0,0,0]
["HZLAF53","L",3.26066843,-0.0143061602,0.0342503276,{"v":0.000945194718,"d":"9.45E-04"},{"v":1.66625589e-05,"d":"1.67E-05"},{"v":3.78744906E-6,"d":"3.79E-06"},0,0,0,0,5,0.828,0.932,0.967,0.983,0.992,0.999,0.999,0.999,0.999,0.999,0.999,0.999,0.999,0.999,0.999,0.999,0.999,0.997,0.994,0.991,0.986,0.983,0.964,0.942,0.901,0.809,0.605,0.25,0,0,0,0,0,0,0,10,0.685,0.864,0.933,0.962,0.98,0.998,0.998,0.998,0.998,0.998,0.998,0.998,0.998,0.996,0.995,0.995,0.994,0.989,0.984,0.977,0.967,0.952,0.913,0.871,0.792,0.633,0.343,0.057,0,0,0,0,0,0,0]
["HZLAF54","L",3.21873957,-0.0145164245,0.0260917155,{"v":1.26701532E-3,"d":"1.27E-03"},{"v":-0.000106020539,"d":"-1.06E-04"},{"v":6.86627719e-06,"d":"6.87E-06"},0,0,0,0,5,0.888,0.98,0.992,0.999,0.999,0.999,0.999,0.999,0.999,0.999,0.999,0.999,0.999,0.999,0.999,0.999,0.999,0.999,0.999,0.998,0.997,0.995,0.993,0.988,0.981,0.968,0.946,0.911,0.86,0.787,0.691,0.51,0.403,0.222,0,10,0.789,0.96,0.984,0.998,0.998,0.998,0.998,0.998,0.998,0.998,0.998,0.998,0.998,0.998,0.998,0.998,0.998,0.998,0.998,0.996,0.994,0.991,0.983,0.974,0.959,0.934,0.892,0.828,0.736,0.616,0.473,0.259,0.158,0.048,0]
["HZLAF55F","L",3.27602602,-0.0140174355,0.0301024097,{"v":1.06953465E-3,"d":"1.07E-03"},{"v":-5.08713944e-05,"d":"-5.09E-05"},{"v":5.04484426e-06,"d":"5.04E-06"},0,0,0,0,5,0.903,0.979,0.993,0.999,0.999,0.999,0.999,0.999,0.999,0.999,0.999,0.999,0.999,0.999,0.999,0.999,0.999,0.999,0.997,0.995,0.992,0.987,0.978,0.969,0.956,0.934,0.897,0.829,0.726,0.544,0.25,10,0.808,0.954,0.985,0.998,0.998,0.998,0.998,0.998,0.998,0.998,0.998,0.998,0.998,0.998,0.998,0.998,0.998,0.998,0.994,0.99,0.984,0.974,0.957,0.939,0.913,0.866,0.801,0.681,0.522,0.29,0.065]
["HZLAF56","L",3.15298545,-0.0128281407,0.0350678569,{"v":0.00145594413,"d":"1.46E-03"},{"v":-4.44157215e-05,"d":"-4.44E-05"},{"v":1.00656359e-05,"d":"1.01E-05"},0,0,0,0,5,0.963,0.986,0.998,0.998,0.998,0.998,0.998,0.998,0.998,0.998,0.998,0.998,0.998,0.998,0.998,0.998,0.996,0.991,0.989,0.986,0.981,0.972,0.951,0.925,0.876,0.755,0.474,10,0.93,0.977,0.996,0.996,0.996,0.996,0.996,0.996,0.996,0.996,0.996,0.996,0.996,0.996,0.996,0.996,0.991,0.99,0.986,0.98,0.971,0.942,0.9,0.851,0.759,0.559,0.216]
["HZLAF57","L",3.12168528,-0.0138673767,0.0373009678,0.00194247273,-9.80256201e-05,1.64841569e-05,0,0,0,0,5,0.945,0.983,0.996,0.996,0.996,0.996,0.996,0.996,0.996,0.996,0.996,0.996,0.996,0.996,0.996,0.996,0.993,0.984,0.981,0.977,0.972,0.964,0.939,0.91,0.848,0.694,0.347,0.042,0,0,0,0,0,0,0,10,0.893,0.966,0.992,0.992,0.992,0.992,0.992,0.992,0.992,0.992,0.992,0.992,0.992,0.992,0.992,0.988,0.983,0.97,0.964,0.957,0.946,0.927,0.88,0.826,0.716,0.475,0.117,0.013,0,0,0,0,0,0,0]
["HZLAF59","L",3.3317767,-0.0158867083,0.0320181245,0.0011488843,-4.0318428E-5,5.06235629e-06,0,0,0,0,5,0.861,0.972,0.995,0.999,0.999,0.999,0.999,0.999,0.999,0.999,0.999,0.999,0.999,0.999,0.999,0.999,0.998,0.996,0.994,0.991,0.988,0.982,0.972,0.961,0.942,0.906,0.827,0.666,0.357,0.059,10,0.742,0.945,0.99,0.998,0.998,0.998,0.998,0.998,0.998,0.998,0.998,0.998,0.998,0.998,0.998,0.998,0.996,0.993,0.99,0.987,0.979,0.971,0.95,0.929,0.893,0.829,0.693,0.451,0.131,0.01]
["HZLAF60","L",3.30260921,-0.0139415408,0.0382606507,1.95805494E-3,-1.07295242E-4,1.47824013E-5,0,0,0,0,5,0.942,0.986,0.993,0.998,0.998,0.998,0.998,0.998,0.998,0.998,0.998,0.998,0.998,0.998,0.999,0.998,0.996,0.993,0.989,0.985,0.979,0.963,0.935,0.904,0.849,0.733,0.476,0.11,0,0,0,0,0,0,0,10,0.882,0.959,0.985,0.996,0.996,0.996,0.996,0.996,0.996,0.996,0.996,0.996,0.996,0.996,0.996,0.996,0.994,0.989,0.983,0.974,0.96,0.929,0.877,0.82,0.726,0.541,0.231,0.019,0,0,0,0,0,0,0]
["HZLAF65","L",3.37787954,-0.0131762604,0.0434183952,{"v":1.40530101E-3,"d":"1.41E-03"},{"v":2.38841484e-05,"d":"2.39E-05"},{"v":1.02947705e-05,"d":"1.03E-05"},0,0,0,0,5,0.928,0.982,0.997,0.997,0.997,0.997,0.997,0.997,0.997,0.997,0.997,0.997,0.997,0.997,0.997,0.995,0.993,0.985,0.979,0.973,0.964,0.944,0.896,0.846,0.75,0.555,0.213,10,0.861,0.964,0.994,0.994,0.994,0.994,0.994,0.994,0.994,0.994,0.994,0.994,0.994,0.994,0.994,0.99,0.985,0.967,0.956,0.943,0.926,0.892,0.805,0.718,0.568,0.316,0.051]
["HZLAF66","L",3.14027542,-0.0129512754,0.0335869785,{"v":0.00129233646,"d":"1.29E-03"},{"v":-3.86870024e-05,"d":"-3.87E-05"},{"v":8.22595195e-06,"d":"8.23E-06"},0,0,0,0,5,0.951,0.984,0.995,0.998,0.998,0.998,0.998,0.998,0.998,0.998,0.998,0.998,0.998,0.998,0.999,0.998,0.998,0.996,0.994,0.99,0.986,0.979,0.967,0.948,0.913,0.84,0.655,0.28,0,0,0,0,0,0,0,10,0.907,0.966,0.99,0.996,0.996,0.996,0.996,0.996,0.996,0.996,0.996,0.996,0.996,0.996,0.996,0.996,0.996,0.992,0.987,0.98,0.971,0.959,0.929,0.889,0.828,0.698,0.419,0.074,0,0,0,0,0,0,0]
["HZLAF67","L",3.43263393,-0.0131007856,0.0345483476,1.34177704E-3,-7.37786129e-05,7.34356017e-06,0,0,0,0,5,0.945,0.98,0.994,0.999,0.999,0.999,0.999,0.999,0.999,0.999,0.999,0.999,0.999,0.999,0.999,0.999,0.999,0.994,0.99,0.985,0.977,0.97,0.95,0.928,0.891,0.839,0.753,0.604,0.361,0.102,0,0,0,0,0,10,0.893,0.972,0.989,0.998,0.998,0.998,0.998,0.998,0.998,0.998,0.998,0.998,0.998,0.998,0.998,0.998,0.998,0.989,0.981,0.969,0.956,0.94,0.903,0.862,0.794,0.704,0.567,0.364,0.13,0.01,0,0,0,0,0]
["HZLAF68A","L",3.43996305,-0.0128171243,0.0356469712,0.000718879378,3.46401317E-5,-9.501018e-08,0,0,0,0,5,0.949,0.993,0.999,0.999,0.999,0.999,0.999,0.999,0.999,0.999,0.999,0.999,0.999,0.999,0.999,0.999,0.997,0.994,0.991,0.988,0.984,0.98,0.97,0.956,0.937,0.903,0.857,0.785,0.695,0.572,0.401,10,0.9,0.985,0.998,0.998,0.998,0.998,0.998,0.998,0.998,0.998,0.998,0.998,0.998,0.998,0.998,0.998,0.995,0.992,0.989,0.985,0.981,0.96,0.937,0.909,0.873,0.815,0.73,0.607,0.476,0.318,0.155]
["HZLAF68L","L",3.43490099,-0.0128440234,0.0379193928,0.000418120392,7.90798322e-05,-5.98209483e-07,0,0,0,0,5,0.935,0.985,0.994,0.999,0.999,0.999,0.999,0.999,0.999,0.999,0.999,0.999,0.999,0.999,0.999,0.999,0.996,0.993,0.989,0.984,0.978,0.966,0.942,0.918,0.881,0.822,0.713,0.507,0.186,0,0,0,0,0,0,10,0.874,0.97,0.989,0.998,0.998,0.998,0.998,0.998,0.998,0.998,0.998,0.998,0.998,0.998,0.998,0.998,0.993,0.985,0.975,0.965,0.952,0.931,0.884,0.841,0.775,0.675,0.511,0.261,0.039,0,0,0,0,0,0]
["HZLAF70","L",3.48854243,-0.0159982726,0.0428443509,0.00218903241,-0.000115672643,1.78697063e-05,0,0,0,0,5,0.904,0.979,0.998,0.998,0.998,0.998,0.998,0.998,0.998,0.998,0.998,0.998,0.998,0.998,0.998,0.998,0.996,0.99,0.984,0.977,0.968,0.95,0.914,0.874,0.79,0.591,0.229,0,0,0,0,0,0,0,0,10,0.817,0.958,0.996,0.996,0.996,0.996,0.996,0.996,0.996,0.996,0.996,0.996,0.996,0.996,0.996,0.996,0.994,0.984,0.977,0.969,0.954,0.927,0.859,0.784,0.635,0.348,0.053,0,0,0,0,0,0,0,0]
["HZLAF72","L",3.52587871,-0.0139436897,0.040903752,{"v":1.38553859E-3,"d":"1.39E-03"},{"v":-1.74895373e-05,"d":"-1.75E-05"},{"v":6.86910964e-06,"d":"6.87E-06"},0,0,0,0,5,0.931,0.987,0.997,0.997,0.997,0.997,0.997,0.997,0.997,0.997,0.997,0.997,0.997,0.997,0.997,0.997,0.992,0.983,0.98,0.974,0.966,0.955,0.921,0.886,0.828,0.721,0.517,0.205,0,0,0,0,0,0,0,10,0.867,0.974,0.994,0.994,0.994,0.994,0.994,0.994,0.994,0.994,0.994,0.994,0.994,0.994,0.994,0.994,0.987,0.969,0.96,0.948,0.931,0.904,0.837,0.773,0.673,0.51,0.261,0.041,0,0,0,0,0,0,0]
["HZLAF75","L",3.64549592,-0.015320014,0.0496183427,0.00232042227,-9.17626876e-05,1.92554151e-05,0,0,0,0,5,0.926,0.976,0.983,0.996,0.996,0.996,0.996,0.996,0.996,0.996,0.996,0.996,0.996,0.996,0.996,0.996,0.991,0.981,0.968,0.953,0.929,0.87,0.73,0.604,0.426,0.212,0.165,0,0,0,0,0,0,0,0,10,0.857,0.953,0.966,0.992,0.992,0.992,0.992,0.992,0.992,0.992,0.992,0.992,0.992,0.992,0.992,0.992,0.982,0.962,0.937,0.908,0.863,0.757,0.533,0.365,0.181,0.045,0.027,0,0,0,0,0,0,0,0]
["HZLAF76","L",3.29452328,-0.0152382302,0.040708447,2.00555089E-3,-8.95622178e-05,1.65722537E-5,0,0,0,0,5,0.9,0.965,0.99,0.997,0.997,0.997,0.998,0.998,0.998,0.998,0.998,0.998,0.998,0.998,0.998,0.998,0.996,0.99,0.986,0.98,0.971,0.953,0.914,0.861,0.785,0.622,0.295,10,0.81,0.931,0.98,0.994,0.995,0.995,0.996,0.996,0.996,0.996,0.996,0.996,0.996,0.996,0.996,0.996,0.993,0.981,0.973,0.961,0.943,0.909,0.836,0.741,0.618,0.39,0.089]
["HZLAF77","L",3.67264109,-0.014979666,0.0458318172,0.00218043028,-0.000101312424,1.50904325e-05,0,0,0,0,5,0.94,0.987,0.995,0.995,0.995,0.995,0.995,0.995,0.995,0.995,0.995,0.995,0.995,0.995,0.995,0.995,0.993,0.985,0.977,0.968,0.954,0.926,0.868,0.814,0.726,0.571,0.311,0,0,0,0,0,0,0,0,10,0.883,0.966,0.99,0.99,0.99,0.99,0.99,0.99,0.99,0.99,0.99,0.99,0.99,0.99,0.99,0.99,0.985,0.97,0.956,0.939,0.909,0.857,0.754,0.662,0.528,0.327,0.103,0,0,0,0,0,0,0,0]
["HZLAF77A","L",3.67292754,-0.0150437161,0.0455746485,0.00228731957,-1.21744297E-4,1.65263211E-5,0,0,0,0,5,0.917,0.976,0.989,0.996,0.999,0.999,0.999,0.999,0.999,0.999,0.999,0.999,0.999,0.999,0.999,0.999,0.998,0.993,0.989,0.983,0.976,0.963,0.927,0.894,0.825,0.686,0.424,0.141,10,0.84,0.952,0.979,0.993,0.998,0.999,0.999,0.999,0.999,0.999,0.999,0.999,0.999,0.999,0.998,0.998,0.996,0.986,0.978,0.967,0.953,0.927,0.86,0.8,0.68,0.47,0.18,0.02]
["HZLAF78","L",3.49532543,-0.0133990335,0.0379713413,0.00156188624,-7.42686015e-05,8.65884802e-06,0,0,0,0,5,0.943,0.987,0.998,0.998,0.998,0.998,0.998,0.998,0.998,0.998,0.998,0.998,0.998,0.998,0.998,0.998,0.995,0.991,0.987,0.98,0.97,0.958,0.927,0.898,0.845,0.775,0.652,0.429,0.133,10,0.89,0.974,0.996,0.997,0.997,0.997,0.997,0.997,0.997,0.997,0.997,0.997,0.997,0.996,0.996,0.996,0.992,0.984,0.975,0.962,0.948,0.917,0.86,0.806,0.723,0.611,0.439,0.194,0.03]
["HZLAF79","L",3.51140731,-0.0154008239,0.0553093656,{"v":0.00296419598,"d":"2.96E-03"},{"v":-9.31960777e-05,"d":"-9.32E-05"},{"v":2.93761181e-05,"d":"2.94E-05"},0,0,0,0,5,0.986,0.989,0.995,0.995,0.995,0.995,0.995,0.995,0.995,0.995,0.995,0.995,0.995,0.995,0.995,0.993,0.988,0.967,0.958,0.942,0.913,0.86,0.745,0.643,0.466,0.186,10,0.972,0.978,0.99,0.99,0.99,0.99,0.99,0.99,0.99,0.99,0.99,0.99,0.99,0.99,0.99,0.985,0.97,0.935,0.916,0.885,0.829,0.726,0.543,0.403,0.212,0.038]
["HZLAF80","L",3.80762148,-0.0153801657,0.0626758348,{"v":0.00157569502,"d":"1.58E-03"},{"v":2.15980103E-4,"d":"2.16E-04"},{"v":6.30489693e-06,"d":"6.30E-06"},0,0,0,0,5,0.955,0.983,0.99,0.997,0.997,0.997,0.997,0.997,0.997,0.997,0.997,0.997,0.997,0.997,0.997,0.995,0.994,0.967,0.953,0.931,0.893,0.816,0.669,0.559,0.373,0.144,10,0.912,0.966,0.98,0.994,0.994,0.994,0.994,0.994,0.994,0.994,0.994,0.994,0.994,0.994,0.994,0.991,0.989,0.941,0.912,0.87,0.798,0.662,0.441,0.312,0.135,0.024]
["HZLAF82","L",3.8328227,-0.0156183327,0.0535172772,0.00275764007,-1.2813013E-4,2.18199756e-05,0,0,0,0,5,0.938,0.982,0.991,0.997,0.999,0.999,0.999,0.999,0.999,0.999,0.999,0.999,0.999,0.999,0.999,0.999,0.997,0.99,0.984,0.975,0.961,0.933,0.872,0.812,0.7,0.5,0.224,0,0,0,0,0,0,0,0,10,0.88,0.964,0.983,0.995,0.998,0.999,0.999,0.999,0.999,0.999,0.999,0.999,0.999,0.999,0.998,0.998,0.995,0.98,0.968,0.951,0.924,0.87,0.76,0.66,0.49,0.25,0.05,0,0,0,0,0,0,0,0]
["IRG101","??",1.63646944,0.00704458903,-0.000404690208,-0.00223231815,-1.8410466E-5,{"v":-3.04778822e-08,"d":"-3.05E-08"},0,0,0,0,2,0.055,0.277,0.677,0.857,0.925,0.938,0.928,0.929,0.919,0.903,0.942,0.999,0.999,0.999,0.999,0.999,0.999,0.999,0.999,0.999,0.999,0.999,0.993,0.341,0.057]
["IRG102","??",1.65972232,0.00741249047,-2.86200655E-4,{"v":-0.00213427746,"d":"-2.13E-03"},{"v":-1.29474801E-5,"d":"-1.29E-05"},{"v":-3.01857831e-08,"d":"-3.02E-08"},0,0,0,0,2,0.558,0.793,0.862,0.919,0.932,0.956,0.923,0.868,0.768,0.757,0.938,0.999,0.999,0.999,0.999,0.999,0.999,0.999,0.991,0.968,0.958,0.953,0.939,0.896,0.058]
["IRG103","??",1.83689,-0.099629,0.238436,{"v":-0.00152467,"d":"-1.52E-03"},{"v":5.48075E-5,"d":"5.48E-05"},{"v":-7.37077E-7,"d":"-7.37E-07"},0,0,0,0,2,0.572379558659296,0.763189535268858,0.87052779674976,0.942099464589188,0.977908769972491,0.989880573747246,0.989936640285532,0.984034740982006,0.97813486798748,0.990104452468042,0.999,0.999,0.999,0.999]
["IRG104","??",1.64425684,0.00697248348,-0.000295666238,{"v":-0.00225530604,"d":"-2.26E-03"},{"v":-8.6130679e-06,"d":"-8.61E-06"},{"v":-2.0302048e-07,"d":"-2.03E-07"},0,0,0,0,2,0.677,0.8,0.88,0.92,0.95,0.951,0.953,0.943,0.927,0.922,0.956,0.979,0.992,0.987,0.925,0.966,0.961,0.962,0.958,0.947,0.947,0.954,0.968,0.937,0.091]
["IRG105","??",1.89339063,0.0164957944,0.000172086127,-2.38194281E-3,-5.84920051e-06,-1.79729326E-7,0,0,0,0,2,0.825,0.907,0.928,0.948,0.981,0.993,0.988,0.979,0.974,0.986,0.999,0.999,0.999,0.999,0.999,0.999,0.999,0.999,0.999,0.999,0.989,0.983,0.965,0.521]
["IRG106","??",1.7645246,0.0087740386,1.02972652E-4,{"v":-0.00193226819,"d":"-1.93E-03"},{"v":-7.93913316e-07,"d":"-7.94E-07"},{"v":-1.7459667e-07,"d":"-1.75E-07"},0,0,0,0,2,0.77,0.857,0.91,0.943,0.989,0.999,0.991,0.975,0.944,0.97,0.999,0.999,0.999,0.999,0.999,0.999,0.999,0.999,0.999,0.999,0.999,0.999,0.999,0.929]
["IRG201","??",2.5100146,0.0774951645,0.00493712807,-0.000133895139,-1.35083467e-07,{"v":5.71566554e-11,"d":"5.72E-11"},0,0,0,0,2,0.04,0.078,0.047,0.19,0.747,0.967,0.997,0.928,0.917,0.981,0.999,0.999,0.999,0.999,0.999,0.999,0.999,0.999,0.999,0.999,0.999,0.999,0.999,0.999,0.999,0.999,0.999,0.999,0.999,0.999,0.869]
["IRG202","??",2.50749294,0.0753634838,0.00896425156,-0.000133628512,{"v":-1.55445148e-08,"d":"-1.55E-08"},{"v":-3.13014967e-10,"d":"-3.13E-10"},0,0,0,0,2,0.013,0.06,0.084,0.268,0.835,0.989,0.997,0.968,0.971,0.999,0.999,0.999,0.999,0.999,0.999,0.999,0.999,0.999,0.999,0.999,0.999,0.999,0.999,0.999,0.999,0.999,0.999,0.999,0.999,0.999,0.998]
["IRG203","??",2.60273354,0.0941482233,0.00502888512,-0.000163603992,-1.11889408E-7,{"v":-3.32572655e-11,"d":"-3.33E-11"},0,0,0,0,2,0.014,0.195,0.122,0.227,0.802,0.976,0.999,0.906,0.901,0.983,0.999,0.999,0.999,0.999,0.999,0.999,0.999,0.999,0.999,0.999,0.999,0.999,0.999,0.999,0.999,0.999,0.999,0.999,0.999,0.999,0.536]
["IRG204","??",2.77904809,0.119114976,0.0150434031,-1.22685571E-4,{"v":-1.09065013E-8,"d":"-1.09E-08"},{"v":-1.8517301e-10,"d":"-1.85E-10"},0,0,0,0,2,0.005,0.193,0.731,0.934,0.999,0.993,0.998,0.999,0.999,0.999,0.999,0.999,0.999,0.999,0.999,0.999,0.999,0.999,0.999,0.999,0.999,0.999,0.999,0.999,0.999,0.999,0.999,0.999,0.999,0.999]
["IRG205","??",2.6191393,0.0896817068,0.0196164887,-0.000165122357,1.7019611e-08,{"v":-3.78716691e-10,"d":"-3.79E-10"},0,0,0,0,2,0.055,0.126,0.087,0.241,0.763,0.97,0.999,0.881,0.88,0.981,0.999,0.999,0.999,0.999,0.999,0.999,0.999,0.999,0.999,0.999,0.999,0.999,0.999,0.999,0.999,0.999,0.999,0.999,0.999,0.978,0.003]
["IRG206","??",2.78901449,0.12022832,0.0140968057,-1.19593672E-4,{"v":3.87859337e-09,"d":"3.88E-09"},{"v":-2.3183781e-10,"d":"-2.32E-10"},0,0,0,0,2,0.008,0.114,0.628,0.858,0.914,0.902,0.936,0.999,0.999,0.999,0.999,0.999,0.999,0.999,0.999,0.999,0.999,0.999,0.999,0.999,0.999,0.999,0.999,0.999,0.999,0.999,0.999,0.999,0.999,0.999,0.088]
["IRG207","??",2.61785397,0.0877530774,0.027480087,-9.72702535e-05,1.2742318E-8,{"v":-2.43764531E-10,"d":"-2.44E-10"},0,0,0,0,2,0.023,0.114,0.289,0.573,0.956,0.998,0.985,0.915,0.929,0.999,0.999,0.999,0.999,0.999,0.999,0.999,0.999,0.999,0.999,0.999,0.999,0.999,0.999,0.999,0.999,0.999,0.999,0.999,0.999,0.995,0.671]
["IRG209","??",3.13929176,0.313936155,-0.0996169027,-2.04518E-5,-5.44750915e-07,{"v":1.59766987E-9,"d":"1.60E-09"},0,0,0,0,2,0.373,0.372,0.687,0.983,0.999,0.999,0.742,0.241,0.91,0.999,0.999,0.999,0.999,0.999,0.999,0.999,0.999,0.999,0.999,0.999,0.999,0.999,0.999,0.999,0.999,0.999,0.999,0.953,0.174]
["LAF5","L",2.98667829,-0.010805095,0.0288888082,1.07502295E-3,-3.31886033e-05,5.86224298E-6,0,0,0,0,5,0.934,0.984,0.995,0.999,0.999,0.999,0.999,0.999,0.999,0.999,0.999,0.999,0.999,0.999,0.999,0.999,0.996,0.994,0.988,0.982,0.972,0.956,0.92,0.883,0.823,0.718,0.527,0.25,10,0.872,0.968,0.99,0.998,0.998,0.998,0.998,0.998,0.998,0.998,0.998,0.998,0.998,0.998,0.998,0.998,0.993,0.988,0.979,0.965,0.946,0.915,0.847,0.781,0.677,0.516,0.282,0.065]
["QF2","L",2.37841674,-0.00086527134,0.0221613373,-0.00118832764,1.89493059E-4,-7.26660971e-06,0,0,0,0,5,0.998,0.998,0.998,0.999,0.998,0.998,0.998,0.998,0.998,0.998,0.997,0.996,0.994,0.989,0.987,0.973,0.936,0.834,0.573,0.182,0,0,0,0,10,0.998,0.998,0.996,0.996,0.996,0.996,0.996,0.996,0.996,0.996,0.994,0.992,0.988,0.978,0.973,0.947,0.875,0.696,0.329,0.033,0,0,0,0]
["QF3","L",2.4245509,-0.0079714057,0.019149892,{"v":0.00035505098,"d":"3.55E-04"},{"v":1.3941882E-5,"d":"1.39E-05"},{"v":1.705772e-06,"d":"1.71E-06"},0,0,0,0,5,0.865,0.938,0.968,0.985,0.995,0.998,0.998,0.998,0.998,0.998,0.998,0.998,0.998,0.998,0.999,0.998,0.999,0.999,0.998,0.998,0.998,0.998,0.998,0.996,0.992,0.99,0.984,0.968,0.93,0.828,0.56,0.123,0,0,0,10,0.748,0.88,0.937,0.97,0.99,0.996,0.996,0.996,0.996,0.996,0.996,0.996,0.996,0.996,0.996,0.996,0.998,0.998,0.996,0.996,0.996,0.996,0.996,0.992,0.984,0.98,0.968,0.937,0.865,0.656,0.314,0.015,0,0,0]
["QF6","L",2.30471854,-0.00858555225,0.0143846718,{"v":0.00031374701,"d":"3.14E-04"},{"v":1.95330042e-06,"d":"1.95E-06"},{"v":8.46968241e-07,"d":"8.47E-07"},0,0,0,0,5,0.875,0.91,0.96,0.985,0.995,0.998,0.998,0.998,0.998,0.998,0.998,0.998,0.998,0.998,0.998,0.998,0.999,0.998,0.998,0.998,0.998,0.998,0.998,0.998,0.997,0.997,0.996,0.988,0.972,0.93,0.809,0.488,10,0.765625,0.8281,0.9216,0.970225,0.990025,0.996004,0.996004,0.996004,0.996004,0.996004,0.996004,0.996,0.996,0.996,0.996,0.996,0.998,0.996,0.996,0.996,0.996,0.996,0.996,0.996,0.994,0.994,0.992,0.976,0.945,0.865,0.654,0.238]
["QF8","L",2.3287431,-0.00786798,0.015763854,{"v":0.00019794235,"d":"1.98E-04"},{"v":1.8002892e-05,"d":"1.80E-05"},{"v":3.6533474e-07,"d":"3.65E-07"},0,0,0,0,5,0.999,0.999,0.999,0.999,0.999,0.999,0.999,0.999,0.999,0.999,0.999,0.999,0.999,0.999,0.999,0.998,0.976,0.948,0.878,0.719,0.374,0.197,0,0,10,0.998,0.998,0.998,0.998,0.998,0.998,0.998,0.998,0.998,0.998,0.998,0.998,0.998,0.998,0.998,0.976,0.953,0.899,0.771,0.517,0.14,0.039,0,0]
["ZF1","L",2.63523951,-0.00881500293,0.0260315994,{"v":0.00081650039,"d":"8.17E-04"},{"v":6.27737485e-06,"d":"6.28E-06"},{"v":4.11832992e-06,"d":"4.12E-06"},0,0,0,0,5,0.931,0.95,0.987,0.995,0.999,0.999,0.999,0.999,0.999,0.999,0.999,0.999,0.999,0.999,0.999,0.999,0.999,0.999,0.999,0.999,0.998,0.997,0.995,0.992,0.986,0.979,0.949,0.895,0.732,0.343,10,0.867,0.9,0.974,0.99,0.998,0.998,0.998,0.998,0.998,0.998,0.998,0.998,0.998,0.998,0.998,0.998,0.998,0.998,0.998,0.998,0.996,0.994,0.992,0.986,0.976,0.961,0.914,0.811,0.541,0.12]
["ZF10","L",2.7574008,-0.0084877191,0.031002886,0.00085075939,3.2206008e-05,4.3099278e-06,0,0,0,0,5,0.997,0.994,0.994,0.993,0.994,0.994,0.992,0.988,0.984,0.98,0.972,0.951,0.933,0.904,0.863,0.785,0.626,0.319,10,0.995,0.99,0.99,0.99,0.99,0.99,0.989,0.985,0.979,0.97,0.956,0.919,0.881,0.828,0.755,0.625,0.399,0.105]
["ZF11","L",2.7906689,-0.010644977,0.029071854,0.0021286607,-0.00015815625,1.7145247e-05,0,0,0,0,5,0.96,0.968,0.985,0.998,0.998,0.998,0.998,0.998,0.998,0.998,0.998,0.999,0.999,0.999,0.999,0.999,0.999,0.996,0.993,0.99,0.982,0.963,0.892,0.793,0.601,0.298,10,0.9216,0.937024,0.970225,0.996004,0.996004,0.996004,0.996004,0.996004,0.996004,0.996004,0.996004,0.998,0.998,0.998,0.998,0.998,0.998,0.992,0.986,0.98,0.964,0.927,0.796,0.629,0.361,0.089]
["ZF12","L",2.976416698,-0.0067368199,0.038776724,2.416535E-3,-0.00019039245,2.7413493e-05,0,0,0,0,5,0.998,0.998,0.998,0.998,0.997,0.997,0.993,0.989,0.981,0.974,0.951,0.824,0.67,0.342,0.023,10,0.997,0.997,0.996,0.996,0.995,0.995,0.984,0.98,0.971,0.952,0.897,0.672,0.433,0.1,0]
["ZF13","L",3.05204937,-0.0104510979,0.0404326587,{"v":0.00256140604,"d":"2.56E-03"},{"v":-1.44794376E-4,"d":"-1.45E-04"},{"v":2.405609e-05,"d":"2.41E-05"},0,0,0,0,5,0.96,0.972,0.985,0.998,0.998,0.998,0.998,0.998,0.998,0.998,0.998,0.999,0.999,0.999,0.999,0.999,0.999,0.996,0.993,0.988,0.979,0.948,0.834,0.693,0.446,0.149,10,0.9216,0.944784,0.970225,0.996004,0.996004,0.996004,0.996004,0.996004,0.996004,0.996004,0.996004,0.998,0.998,0.998,0.998,0.998,0.998,0.992,0.986,0.976,0.958,0.899,0.696,0.48,0.199,0.022]
["ZF2","L",2.71117096,-0.00926643122,0.0271311967,{"v":0.00151892246,"d":"1.52E-03"},{"v":-8.58228606e-05,"d":"-8.58E-05"},{"v":1.01100745E-5,"d":"1.01E-05"},0,0,0,0,5,0.937,0.949,0.98,0.99,0.999,0.999,0.999,0.999,0.999,0.999,0.999,0.999,0.999,0.999,0.999,0.999,0.999,0.999,0.999,0.998,0.996,0.994,0.99,0.986,0.973,0.951,0.895,0.757,0.434,10,0.878,0.901,0.96,0.98,0.998,0.998,0.998,0.998,0.998,0.998,0.998,0.998,0.998,0.998,0.998,0.998,0.998,0.998,0.998,0.996,0.993,0.989,0.976,0.961,0.932,0.884,0.772,0.531,0.152]
["ZF3","L",2.84584649,-0.00946700467,0.0318063247,{"v":1.98612859E-3,"d":"1.99E-03"},{"v":-1.26050821E-4,"d":"-1.26E-04"},{"v":1.48076105e-05,"d":"1.48E-05"},0,0,0,0,5,0.948,0.962,0.983,0.99,0.998,0.998,0.998,0.998,0.998,0.998,0.998,0.998,0.998,0.998,0.999,0.998,0.998,0.998,0.996,0.994,0.991,0.986,0.968,0.947,0.911,0.848,0.714,0.44,0,0,0,0,0,0,0,10,0.905,0.929,0.97,0.982,0.996,0.996,0.996,0.996,0.996,0.996,0.996,0.996,0.996,0.996,0.996,0.996,0.996,0.996,0.992,0.989,0.983,0.973,0.938,0.899,0.833,0.722,0.512,0.196,0,0,0,0,0,0,0]
["ZF4","L",2.87717417,-0.00911236503,0.0330792997,{"v":2.36796622E-3,"d":"2.37E-03"},{"v":-1.693443E-4,"d":"-1.69E-04"},{"v":1.80959601E-5,"d":"1.81E-05"},0,0,0,0,5,0.946,0.959,0.983,0.991,0.998,0.998,0.998,0.998,0.998,0.998,0.998,0.998,0.998,0.998,0.998,0.998,0.998,0.998,0.997,0.996,0.993,0.989,0.972,0.955,0.925,0.865,0.725,0.415,10,0.888,0.918,0.961,0.98,0.997,0.997,0.997,0.997,0.997,0.997,0.997,0.997,0.997,0.997,0.997,0.997,0.997,0.997,0.994,0.991,0.986,0.976,0.945,0.911,0.855,0.746,0.524,0.171]
["ZF5","L",2.9160432,-0.010435647,0.033907872,{"v":0.0022728802,"d":"2.27E-03"},{"v":-1.3563213E-4,"d":"-1.36E-04"},{"v":1.6527592e-05,"d":"1.65E-05"},0,0,0,0,5,0.999,0.999,0.999,0.999,0.999,0.998,0.998,0.998,0.997,0.992,0.975,0.931,0.883,0.809,0.692,0.493,0.211,0,0,0,0,0,0,0,10,0.998,0.998,0.998,0.998,0.998,0.996,0.996,0.996,0.994,0.984,0.951,0.867,0.78,0.654,0.479,0.243,0.045,0,0,0,0,0,0,0]
["ZF6","L",2.96120222,-0.00941359191,0.0365105867,2.28852534E-3,-0.000142034085,1.84318687e-05,0,0,0,0,5,0.953,0.968,0.989,0.994,0.998,0.998,0.998,0.998,0.998,0.998,0.998,0.998,0.998,0.998,0.999,0.998,0.998,0.998,0.997,0.995,0.992,0.983,0.966,0.948,0.91,0.828,0.628,0.25,0,0,0,0,0,0,0,10,0.909,0.934,0.97,0.984,0.996,0.996,0.996,0.996,0.996,0.996,0.996,0.996,0.996,0.996,0.996,0.996,0.996,0.996,0.994,0.99,0.983,0.967,0.933,0.898,0.83,0.686,0.394,0.063,0,0,0,0,0,0,0]
["ZF7","L",3.128592915,-0.014603546,0.0382113,{"v":0.0040685635,"d":"4.07E-03"},{"v":-0.0003300338,"d":"-3.30E-04"},{"v":3.219079e-05,"d":"3.22E-05"},0,0,0,0,5,0.999,0.998,0.997,0.997,0.997,0.997,0.994,0.991,0.986,0.977,0.956,0.9,0.84,0.75,0.57,0.28,10,0.998,0.996,0.995,0.995,0.995,0.994,0.989,0.982,0.973,0.955,0.914,0.81,0.71,0.56,0.32,0.08]
["ZF7L","L",3.11669081,-0.00959227399,0.0435039882,2.45457058E-3,-1.14670084E-4,2.12993988e-05,0,0,0,0,5,0.96,0.977,0.99,0.998,0.998,0.998,0.998,0.998,0.998,0.998,0.998,0.998,0.998,0.998,0.999,0.998,0.998,0.998,0.996,0.994,0.989,0.972,0.924,0.87,0.771,0.576,0.251,0,0,0,0,0,0,0,0,10,0.922,0.955,0.98,0.996,0.996,0.996,0.996,0.996,0.996,0.996,0.996,0.996,0.996,0.996,0.996,0.996,0.996,0.996,0.992,0.989,0.976,0.93,0.839,0.742,0.582,0.325,0.064,0,0,0,0,0,0,0,0]
["ZLAF58","L",3.13543652,-0.0105061656,0.0374554959,0.00136611172,-9.45470495e-06,8.08479475e-06,0,0,0,0,5,0.968,0.995,0.998,0.998,0.998,0.998,0.998,0.998,0.998,0.998,0.998,0.998,0.998,0.998,0.999,0.998,0.998,0.996,0.993,0.987,0.978,0.957,0.905,0.853,0.767,0.619,0.372,0.094,0,0,0,0,0,0,0,10,0.937,0.99,0.996,0.996,0.996,0.996,0.996,0.996,0.996,0.996,0.996,0.996,0.996,0.996,0.996,0.996,0.996,0.992,0.989,0.98,0.963,0.924,0.83,0.739,0.602,0.398,0.149,0.014,0,0,0,0,0,0,0]
["ZNSE","??",2.43355,0.0577332,-0.00311179,{"v":-0.000248684,"d":"-2.49E-04"},{"v":-2.75821e-07,"d":"-2.76E-07"},{"v":2.03204e-10,"d":"2.03E-10"},0,0,0,0,2,0.974644565248799,0.999,0.999,0.999,0.999,0.999,0.999,0.999,0.999,0.999,0.999,0.999,0.999,0.999,0.999]

{"sheet":"NSG","index":13,"n_rows":15,"n_cols":12,"rows_kept":15}
["Name","Eqn","A1","A2","A3","A4","A5","A6","A7","A8","A9","A10"]
["SLA06","C",1.5238,0,{"v":0.00492,"d":"4.92E-03"},{"v":0,"d":"0.00E+00"},{"v":0,"d":"0.00E+00"},0,0,0,0,0]
["SLA09","C",1.5845,0,0.00764,0,0,0,0,0,0,0]
["SLA12","C",1.593,0,0.00769,{"v":0,"d":"0.00E+00"},{"v":0,"d":"0.00E+00"},{"v":0,"d":"0.00E+00"},0,0,0,0]
["SLA20","C",1.6098,0,0.00949,0,0,0,0,0,0,0]
["SLC18","C",1.5868,0,0.00814,0,0,0,0,0,0,0]
["SLH18","C",1.6294,0,0.0112,0,0,0,0,0,0,0]
["SLN20","C",1.5845,0,0.00764,{"v":0,"d":"0.00E+00"},{"v":0,"d":"0.00E+00"},{"v":0,"d":"0.00E+00"},0,0,0,0]
["SLS10","C",1.5477,0,0.00637,0,0,0,0,0,0,0]
["SLS20","C",1.5477,0,0.00637,0,0,0,0,0,0,0]
["SLW10","C",1.5868,0,0.00814,0,0,0,0,0,0,0]
["SLW18","C",1.5868,0,0.00814,{"v":0,"d":"0.00E+00"},{"v":0,"d":"0.00E+00"},{"v":0,"d":"0.00E+00"},0,0,0,0]
["SLW20","C",1.5868,0,0.00814,{"v":0,"d":"0.00E+00"},{"v":0,"d":"0.00E+00"},{"v":0,"d":"0.00E+00"},0,0,0,0]
["SLW30","C",1.6107,0,0.0098,{"v":0,"d":"0.00E+00"},{"v":0,"d":"0.00E+00"},{"v":0,"d":"0.00E+00"},0,0,0,0]
["SLW40","C",1.6107,0,0.0098,{"v":0,"d":"0.00E+00"},{"v":0,"d":"0.00E+00"},{"v":0,"d":"0.00E+00"},0,0,0,0]

{"sheet":"Ohara","index":14,"n_rows":493,"n_cols":51,"rows_kept":493}
["Name","Eqn","A1","A2","A3","A4","A5","A6","A7","A8","A9","A10","t (mm)",280,290,300,310,320,330,340,350,360,370,380,390,400,420,440,460,480,500,550,600,650,700,800,900,1000,1200,1400,1600,1800,2000,2200,2400,1400,1600,1800,2000,2200,2400]
["APL1","L",2.2762403,-0.0096874647,{"v":0.0092330378,"d":"9.23E-03"},{"v":0.00038940853,"d":"3.89E-04"},{"v":-3.8018733e-05,"d":"-3.80E-05"},{"v":2.0693225e-06,"d":"2.07E-06"},0,0,0,0,10,0,0,0,0,0.1,0.34,0.59,0.75,0.84,0.901,0.934,0.954,0.964,0.969,0.969,0.97,0.974,0.981,0.992,0.996,0.994,0.996,0,0,0,0,0,0,0,0,0,0]
["BAH10","L",2.7304591,-0.010633848,0.019427563,0.00082098728,{"v":-5.2104571e-05,"d":"-5.21E-05"},{"v":4.4475343e-06,"d":"4.45E-06"},0,0,0,0,10,0,0,0,0,0,0,0,0.05,0.29,0.57,0.76,0.86,0.922,0.966,0.979,0.985,0.989,0.993,0.996,0.995,0.995,0.996,0,0,0,0,0,0,0,0,0,0]
["BAH11","L",2.7175669,-0.0086662309,0.02116288,{"v":1.5307681E-4,"d":"1.53E-04"},{"v":3.2273092e-05,"d":"3.23E-05"},{"v":6.6022663e-08,"d":"6.60E-08"},0,0,0,0,10,0,0,0,0,0,0,0,0.1,0.38,0.64,0.8,0.88,0.935,0.972,0.981,0.986,0.99,0.993,0.997,0.996,0.995,0.996,0,0,0,0,0,0,0,0,0,0]
["BAH13","L",2.7229077,-0.00993698879999999,0.02092378,0.00065136672,{"v":-1.9388233e-05,"d":"-1.94E-05"},{"v":3.1119561E-6,"d":"3.11E-06"},0,0,0,0,10,0,0,0,0,0,0,0,0,0,0,0,0,0.934,0.97,0.981,0.986,0.99,0.994,0.996,0.996,0.995,0.996,0.997,0.996,0,0,0,0,0,0,0,0]
["BAH22","L",2.6928266,-0.00901413719999999,0.025058968,0.0010140502,{"v":-3.2164637e-05,"d":"-3.22E-05"},{"v":5.6431441e-06,"d":"5.64E-06"},0,0,0,0,10,0,0,0,0,0,0,0,0,0,0,0.9,0.929,0.951,0.972,0.981,0.988,0.992,0.995,0.998,0.998,0.998,0.998,0,0,0,0,0,0,0,0,0,0]
["BAH24","L",2.6525893,-7.0436887E-3,0.025339344,0.00018145903,{"v":6.8631689e-05,"d":"6.86E-05"},{"v":-8.0138381e-08,"d":"-8.01E-08"},0,0,0,0,10,0,0,0,0,0,0.01,0.17,0.46,0.67,0.79,0.86,0.915,0.948,0.975,0.985,0.991,0.994,0.995,0.997,0.997,0.996,0.996,0,0,0,0,0,0,0,0,0,0]
["BAH26","L",2.7137156,-0.0093481462,0.022190744,{"v":0.00074154999,"d":"7.42E-04"},{"v":-2.1872211e-05,"d":"-2.19E-05"},{"v":3.821015e-06,"d":"3.82E-06"},0,0,0,0,10,0,0,0,0,0,0,0,0,0,0,0,0,0.922,0.966,0.978,0.985,0.989,0.993,0.996,0.995,0.994,0.996,0.997,0.997,0,0,0,0,0,0,0,0]
["BAH27","L",2.8231508,-0.010908589,0.02374898,0.00090164601,{"v":-3.7131711e-05,"d":"-3.71E-05"},{"v":5.4818905e-06,"d":"5.48E-06"},0,0,0,0,10,0,0,0,0,0,0,0,0,0.08,0.37,0.64,0.81,0.89,0.954,0.972,0.981,0.987,0.992,0.996,0.995,0.994,0.996,0,0,0,0,0,0,0,0,0,0]
["BAH28","L",2.8917043,-0.012848033,0.024505391,1.6741172E-3,-1.1761633E-4,{"v":1.046904E-5,"d":"1.05E-05"},0,0,0,0,10,0,0,0,0,0,0,0,0,0.01,0.16,0.47,0.71,0.84,0.945,0.968,0.978,0.985,0.989,0.994,0.993,0.993,0.995,0,0,0,0,0,0,0,0,0,0]
["BAH30","L",2.6543867,-0.0084478289,0.022275774,0.00090008133,{"v":-3.5291806e-05,"d":"-3.53E-05"},{"v":4.7103195e-06,"d":"4.71E-06"},0,0,0,0,10,0,0,0,0,0,0,0,0,0,0,0,0.923,0.948,0.971,0.981,0.988,0.992,0.995,0.997,0.996,0.996,0.996,0.996,0.995,0,0,0,0,0,0,0,0]
["BAH32","S",1.49864277,0.00964325492,0.217567824,{"v":0.0451166588,"d":"4.51E-02"},{"v":1.55972766,"d":"1.56E+00"},{"v":171.112143,"d":"1.71E+02"},0,0,0,0,10,0,0,0,0,0,0.04,0.31,0.63,0.81,0.89,0.933,0.954,0.968,0.982,0.987,0.991,0.994,0.996,0.999,0.998,0.998,0.998,0,0,0,0,0,0,0,0,0,0]
["BAH51","L",2.7752355,-0.014803854,0.015188117,{"v":0.0028064194,"d":"2.81E-03"},{"v":-0.00034733927,"d":"-3.47E-04"},{"v":2.2266644e-05,"d":"2.23E-05"},0,0,0,0,10,0,0,0,0,0,0,0,0,0.09,0.33,0.59,0.76,0.86,0.948,0.971,0.98,0.987,0.991,0.995,0.994,0.994,0.996,0,0,0,0,0,0,0,0,0,0]
["BAH53","L",2.7773679,-0.011418295,0.0212405,{"v":0.00092966336,"d":"9.30E-04"},{"v":-5.2808121e-05,"d":"-5.28E-05"},{"v":5.3894627e-06,"d":"5.39E-06"},0,0,0,0,10,0,0,0,0,0,0,0,0,0.09,0.34,0.6,0.78,0.87,0.954,0.975,0.983,0.989,0.993,0.996,0.995,0.996,0.997,0,0,0,0,0,0,0,0,0,0]
["BAH54","L",2.802774,-0.011441428,0.023830231,{"v":0.00057322688,"d":"5.73E-04"},{"v":1.1516047E-5,"d":"1.15E-05"},{"v":1.2065896E-6,"d":"1.21E-06"},0,0,0,0,10,0,0,0,0,0,0.09,0.34,0.59,0.77,0.87,0.924,0.953,0.968,0.979,0.983,0.987,0.99,0.993,0.997,0.997,0.997,0.998,0,0,0,0,0,0,0,0,0,0]
["BAH71","L",2.8219169,-0.0099182972,0.02439388,0.00099651859,{"v":-4.5521985e-05,"d":"-4.55E-05"},{"v":5.5512807e-06,"d":"5.55E-06"},0,0,0,0,10,0,0,0,0,0,0,0,0,0,0,0,0,0.905,0.958,0.973,0.981,0.986,0.991,0.996,0.995,0.994,0.995,0,0,0,0,0,0,0,0,0,0]
["BAH77","L",2.8222929,-0.010636602,0.024365241,0.00070591145,{"v":-3.9506977e-06,"d":"-3.95E-06"},{"v":2.9865625e-06,"d":"2.99E-06"},0,0,0,0,10,0,0,0,0,0,0,0,0,0,0,0.933,0.959,0.973,0.984,0.987,0.99,0.993,0.995,0.998,0.997,0.996,0.998,0,0,0,0,0,0,0,0,0,0]
["BAH78","L",2.8884392,-0.010882671,0.026418653,1.1678492E-3,{"v":-5.2245897e-05,"d":"-5.22E-05"},{"v":6.2881561e-06,"d":"6.29E-06"},0,0,0,0,10,0,0,0,0,0,0,0,0,0,0,0,0.937,0.961,0.981,0.987,0.991,0.994,0.996,0.998,0.997,0.997,0.998,0,0,0,0,0,0,0,0,0,0]
["BAL11","L",2.4338072,-0.0093210518,0.013973311,0.00018047323,{"v":7.76363689999999e-06,"d":"7.76E-06"},{"v":-1.1848733E-7,"d":"-1.18E-07"},0,0,0,0,10,0,0,0.01,0.12,0.36,0.61,0.78,0.88,0.935,0.962,0.971,0.983,0.99,0.992,0.992,0.993,0.995,0.995,0.998,0.997,0.996,0.997,0,0,0,0,0,0,0,0,0,0]
["BAL12","L",2.3391354,-0.0096450533,0.010722377,0.00071851576,{"v":-6.9113009e-05,"d":"-6.91E-05"},{"v":3.5434016e-06,"d":"3.54E-06"},0,0,0,0,10,0,0.02,0.22,0.53,0.76,0.88,0.944,0.968,0.981,0.987,0.988,0.992,0.994,0.995,0.994,0.995,0.996,0.998,0.998,0.998,0.997,0.998,0,0,0,0,0,0,0,0,0,0]
["BAL14","L",2.4219957,-0.0092001613,0.013740447,0.00034858198,{"v":-1.6646492e-05,"d":"-1.66E-05"},{"v":1.3137506E-6,"d":"1.31E-06"},0,0,0,0,10,0,0,0,0.1,0.36,0.61,0.78,0.88,0.937,0.963,0.971,0.983,0.99,0.992,0.991,0.993,0.994,0.995,0.997,0.996,0.996,0.997,0,0,0,0,0,0,0,0,0,0]
["BAL15","L",2.3876453,-0.0097564209,0.01254688,0.00038108489,{"v":-2.3656347e-05,"d":"-2.37E-05"},{"v":1.5068491e-06,"d":"1.51E-06"},0,0,0,0,10,0,0,0,0,0,0,0,0.935,0.964,0.977,0.982,0.99,0.994,0.995,0.994,0.995,0.996,0.996,0.998,0.998,0.997,0.998,0.998,0.997,0,0,0,0,0,0,0,0]
["BAL15Y","S",1.28348331,0.00790900515,0.102800765,0.0305971274,0.404609885,46.5268356,0,0,0,0,10,0,0,0.17,0.59,0.84,0.937,0.971,0.985,0.992,0.995,0.996,0.997,0.998,0.998,0.998,0.998,0.998,0.999,0.999,0.999,0.998,0.999,0.999,0.998,0.996,0.995,0.989,0.992,0.984,0.972,0.927,0.89]
["BAL16","L",2.441084,-0.010091732,0.0125782,{"v":0.00073728997,"d":"7.37E-04"},{"v":-6.6084334e-05,"d":"-6.61E-05"},{"v":3.5635003e-06,"d":"3.56E-06"},0,0,0,0,10,0,0,0,0.04,0.23,0.49,0.7,0.83,0.912,0.949,0.962,0.976,0.986,0.989,0.989,0.992,0.994,0.995,0.997,0.995,0.995,0.995,0,0,0,0,0,0,0,0,0,0]
["BAL2","L",2.4243116,-0.0085847399,0.014720452,0.00055045609,{"v":-3.1707382e-05,"d":"-3.17E-05"},{"v":2.4207572e-06,"d":"2.42E-06"},0,0,0,0,10,0,0,0,0.02,0.29,0.66,0.85,0.93,0.961,0.975,0.982,0.987,0.991,0.993,0.993,0.993,0.995,0.996,0.998,0.998,0.996,0.998,0,0,0,0,0,0,0,0,0,0]
["BAL21","L",2.3675167,-0.012361993,0.0086538056,0.001199303,-1.4377237E-4,{"v":7.4323674e-06,"d":"7.43E-06"},0,0,0,0,10,0,0,0,0.05,0.2,0.42,0.63,0.78,0.87,0.93,0.952,0.97,0.982,0.987,0.987,0.991,0.993,0.995,0.996,0.995,0.995,0.996,0,0,0,0,0,0,0,0,0,0]
["BAL22","L",2.4288186,-0.011600847,0.011085736,0.00063122,{"v":-6.3951229e-05,"d":"-6.40E-05"},{"v":3.4400107e-06,"d":"3.44E-06"},0,0,0,0,10,0,0,0,0.05,0.2,0.41,0.62,0.77,0.87,0.926,0.95,0.97,0.981,0.987,0.987,0.99,0.992,0.994,0.996,0.995,0.994,0.996,0,0,0,0,0,0,0,0,0,0]
["BAL23","L",2.3781774,-0.01093719,0.011385602,{"v":0.00033764439,"d":"3.38E-04"},{"v":-2.4841969e-05,"d":"-2.48E-05"},{"v":1.3905057E-6,"d":"1.39E-06"},0,0,0,0,10,0,0,0.06,0.2,0.42,0.63,0.78,0.87,0.932,0.959,0.971,0.982,0.988,0.991,0.99,0.992,0.994,0.995,0.997,0.996,0.995,0.997,0,0,0,0,0,0,0,0,0,0]
["BAL3","L",2.4261745,-0.00781538979999999,0.01476624,{"v":0.00036690418,"d":"3.67E-04"},{"v":-1.0526893E-5,"d":"-1.05E-05"},{"v":1.0393686E-6,"d":"1.04E-06"},0,0,0,0,10,0,0,0,0.07,0.38,0.67,0.83,0.916,0.956,0.976,0.982,0.987,0.993,0.993,0.993,0.994,0.995,0.996,0.997,0.996,0.995,0.996,0,0,0,0,0,0,0,0,0,0]
["BAL35","L",2.4875253,-0.010228673,0.013743059,{"v":0.00016625379,"d":"1.66E-04"},{"v":6.2513497e-06,"d":"6.25E-06"},{"v":-2.3420409e-07,"d":"-2.34E-07"},0,0,0,0,10,0,0,0.03,0.12,0.29,0.5,0.68,0.82,0.89,0.942,0.965,0.977,0.986,0.992,0.993,0.994,0.996,0.997,0.998,0.997,0.996,0.997,0,0,0,0,0,0,0,0,0,0]
["BAL35Y","S",1.26231429,6.95586355E-3,0.22515421,{"v":0.0221310699,"d":"2.21E-02"},{"v":0.639119345,"d":"6.39E-01"},{"v":63.1662736,"d":"6.32E+01"},0,0,0,0,10,0,0.11,0.5,0.79,0.92,0.966,0.984,0.991,0.994,0.996,0.997,0.998,0.998,0.999,0.999,0.999,0.999,0.999,0.999,0.999,0.999,0.999,0.999,0.999,0.997,0.997,0.985,0.993,0.986,0.973,0.904,0.82]
["BAL4","L",2.4525508,-0.0089246493,0.014687517,0.00038936964,{"v":-1.3793301E-5,"d":"-1.38E-05"},{"v":1.20861E-6,"d":"1.21E-06"},0,0,0,0,10,0,0,0,0.04,0.32,0.63,0.81,0.904,0.947,0.969,0.977,0.984,0.99,0.992,0.99,0.993,0.995,0.997,0.997,0.996,0.996,0.996,0,0,0,0,0,0,0,0,0,0]
["BAL41","L",2.4107417,-0.010237998,0.01233414,0.00037823785,{"v":-2.5504482E-5,"d":"-2.55E-05"},{"v":1.4563851e-06,"d":"1.46E-06"},0,0,0,0,10,0,0.01,0.09,0.27,0.49,0.68,0.83,0.907,0.948,0.97,0.98,0.987,0.992,0.993,0.993,0.995,0.996,0.997,0.998,0.997,0.997,0.997,0,0,0,0,0,0,0,0,0,0]
["BAL42","L",2.4686122,-0.00999377729999999,0.013115756,0.00045052253,{"v":-3.1570294e-05,"d":"-3.16E-05"},{"v":1.7307442E-6,"d":"1.73E-06"},0,0,0,0,10,0,0.03,0.15,0.36,0.58,0.75,0.86,0.929,0.96,0.976,0.984,0.988,0.992,0.994,0.993,0.994,0.996,0.997,0.998,0.998,0.997,0.998,0,0,0,0,0,0,0,0,0,0]
["BAL5","L",2.3550985,-0.0086952235,0.013797477,{"v":0.00027607581,"d":"2.76E-04"},{"v":9.6025624e-08,"d":"9.60E-08"},{"v":6.0765812e-07,"d":"6.08E-07"},0,0,0,0,10,0,0,0,0,0,0,0,0,0.946,0.968,0.974,0.985,0.992,0.993,0.992,0.995,0.996,0.997,0.997,0.996,0.995,0.995,0.995,0.993,0,0,0,0,0,0,0,0]
["BAL50","L",2.3982661,-0.010222781,0.012110445,{"v":0.00037767581,"d":"3.78E-04"},{"v":-2.7339021e-05,"d":"-2.73E-05"},{"v":1.5701891e-06,"d":"1.57E-06"},0,0,0,0,10,0,0,0.05,0.21,0.44,0.65,0.8,0.89,0.942,0.967,0.977,0.985,0.989,0.99,0.99,0.992,0.994,0.995,0.997,0.996,0.995,0.996,0,0,0,0,0,0,0,0,0,0]
["BAL6","L",2.4808722,-0.0087396936,0.015211019,{"v":0.0004092575,"d":"4.09E-04"},{"v":-1.6746398e-05,"d":"-1.67E-05"},{"v":1.4733816e-06,"d":"1.47E-06"},0,0,0,0,10,0,0,0,0.01,0.16,0.46,0.7,0.83,0.914,0.95,0.967,0.979,0.986,0.989,0.989,0.991,0.993,0.996,0.997,0.995,0.994,0.995,0,0,0,0,0,0,0,0,0,0]
["BAL7","L",2.4787185,-0.0085856348,0.015210012,{"v":0.0006044033,"d":"6.04E-04"},{"v":-3.8936391e-05,"d":"-3.89E-05"},{"v":2.7124338e-06,"d":"2.71E-06"},0,0,0,0,10,0,0,0,0,0,0,0,0,0.901,0.94,0.961,0.976,0.984,0.99,0.992,0.994,0.995,0.997,0.998,0.997,0.997,0.998,0.998,0.998,0,0,0,0,0,0,0,0]
["BAM1","L",2.3806071,-0.0087421216,0.014275659,7.0369431E-4,{"v":-4.6964904e-05,"d":"-4.70E-05"},{"v":3.3351347e-06,"d":"3.34E-06"},0,0,0,0,10,0,0,0,0.03,0.41,0.75,0.904,0.956,0.978,0.987,0.989,0.994,0.996,0.995,0.993,0.994,0.994,0.995,0.996,0.996,0.994,0.996,0,0,0,0,0,0,0,0,0,0]
["BAM12","L",2.6285823,-0.0090858727,0.019551902,0.00066989278,{"v":-2.5101535e-05,"d":"-2.51E-05"},{"v":3.0477773e-06,"d":"3.05E-06"},0,0,0,0,10,0,0,0,0,0,0.05,0.31,0.59,0.77,0.86,0.916,0.946,0.966,0.982,0.988,0.991,0.994,0.996,0.997,0.997,0.996,0.997,0,0,0,0,0,0,0,0,0,0]
["BAM2","L",2.418607,-0.0082035035,0.015143684,5.7264478E-4,{"v":-3.4653637e-05,"d":"-3.47E-05"},{"v":2.7938497e-06,"d":"2.79E-06"},0,0,0,0,10,0,0,0,0.01,0.24,0.62,0.84,0.93,0.965,0.98,0.982,0.989,0.994,0.995,0.994,0.996,0.996,0.997,0.998,0.997,0.997,0.998,0,0,0,0,0,0,0,0,0,0]
["BAM21","L",2.579457,-0.0094225577,0.021195926,0.0008094349,{"v":-2.4922189E-5,"d":"-2.49E-05"},{"v":3.9861235E-6,"d":"3.99E-06"},0,0,0,0,10,0,0,0,0,0,0,0,0,0,0.901,0.932,0.956,0.971,0.984,0.987,0.991,0.994,0.995,0.997,0.997,0.996,0.997,0.998,0.998,0,0,0,0,0,0,0,0]
["BAM23","L",2.5222179,-0.0087270222,0.020177286,6.1839451E-4,{"v":1.8063926E-7,"d":"1.81E-07"},{"v":2.0159505e-06,"d":"2.02E-06"},0,0,0,0,10,0,0,0,0,0,0,0,0,0.931,0.957,0.97,0.98,0.987,0.991,0.991,0.993,0.995,0.996,0.998,0.997,0.996,0.997,0.998,0.998,0,0,0,0,0,0,0,0]
["BAM25","L",2.5134818,-0.0087396385,0.018681902,{"v":0.00074708919,"d":"7.47E-04"},{"v":-3.0475955e-05,"d":"-3.05E-05"},{"v":3.3990399e-06,"d":"3.40E-06"},0,0,0,0,10,0,0,0,0,0.05,0.39,0.71,0.86,0.934,0.962,0.973,0.985,0.991,0.994,0.994,0.996,0.996,0.997,0.998,0.998,0.997,0.998,0,0,0,0,0,0,0,0,0,0]
["BAM3","S",1.26474232,7.91188099E-3,0.189784008,0.0380670529,1.10509391,133.831631,0,0,0,0,10,0,0,0,0,0.07,0.45,0.76,0.89,0.94,0.964,0.975,0.984,0.989,0.993,0.994,0.995,0.997,0.998,0.999,0.998,0.998,0.998,0,0,0,0,0,0,0,0,0,0]
["BAM4","L",2.5214667,-0.0079913078,0.018919224,{"v":0.00054923502,"d":"5.49E-04"},{"v":-1.1507942E-5,"d":"-1.15E-05"},{"v":2.5058269E-6,"d":"2.51E-06"},0,0,0,0,10,0,0,0,0,0,0.18,0.55,0.79,0.89,0.944,0.961,0.977,0.987,0.992,0.993,0.995,0.997,0.997,0.998,0.998,0.997,0.997,0,0,0,0,0,0,0,0,0,0]
["BAM5","L",2.533703,-0.0090417017,0.016851835,{"v":0.00051005408,"d":"5.10E-04"},{"v":-1.7651257e-05,"d":"-1.77E-05"},{"v":1.8665437E-6,"d":"1.87E-06"},0,0,0,0,10,0,0,0,0,0,0,0,0,0,0.937,0.96,0.974,0.984,0.988,0.988,0.991,0.993,0.995,0.997,0.995,0.994,0.996,0.997,0.997,0,0,0,0,0,0,0,0]
["BAM6","L",2.4768835,-0.0086985094,0.016172063,{"v":0.00055086281,"d":"5.51E-04"},{"v":-2.4368404E-5,"d":"-2.44E-05"},{"v":2.2412082e-06,"d":"2.24E-06"},0,0,0,0,10,0,0,0,0,0.1,0.45,0.73,0.87,0.931,0.959,0.971,0.981,0.987,0.99,0.991,0.993,0.995,0.996,0.998,0.997,0.996,0.997,0,0,0,0,0,0,0,0,0,0]
["BAM8","L",2.583052,-0.0098044767,0.017999796,0.00062560828,{"v":-3.0382771e-05,"d":"-3.04E-05"},{"v":3.0639765e-06,"d":"3.06E-06"},0,0,0,0,10,0,0,0,0,0,0,0,0,0,0,0.931,0.955,0.973,0.986,0.99,0.993,0.995,0.996,0.997,0.997,0.996,0.997,0,0,0,0,0,0,0,0,0,0]
["BAM9","L",2.6446959,-0.0094397093,0.018905035,0.00050396096,{"v":-6.9325864e-06,"d":"-6.93E-06"},{"v":1.5474561E-6,"d":"1.55E-06"},0,0,0,0,10,0,0,0,0,0,0,0,0,0,0,0.918,0.948,0.967,0.983,0.988,0.991,0.994,0.996,0.997,0.996,0.996,0.997,0.997,0.997,0,0,0,0,0,0,0,0]
["BK2","L",2.2404655,-9.110745E-3,0.010375038,0.00035170506,{"v":-2.8567331e-05,"d":"-2.86E-05"},{"v":1.6726155E-6,"d":"1.67E-06"},0,0,0,0,10,0.01,0.08,0.31,0.59,0.8,0.911,0.959,0.981,0.99,0.992,0.991,0.996,0.996,0.996,0.996,0.997,0.997,0.997,0.998,0.997,0.996,0.997,0,0,0,0,0,0,0,0,0,0]
["BK9","L",2.2055997,-0.010352162,0.010009581,{"v":4.2070802e-05,"d":"4.21E-05"},{"v":1.4378629e-05,"d":"1.44E-05"},{"v":-7.8260317e-07,"d":"-7.83E-07"},0,0,0,0,10,0.02,0.17,0.47,0.71,0.86,0.931,0.963,0.98,0.989,0.991,0.988,0.995,0.995,0.992,0.991,0.993,0.994,0.996,0.997,0.996,0.996,0.997,0,0,0,0,0,0,0,0,0,0]
["BPH35","L",2.6413378,-0.012997513,0.02125189,0.00074166905,{"v":-1.9814508E-5,"d":"-1.98E-05"},{"v":3.0698879e-06,"d":"3.07E-06"},0,0,0,0,10,0,0,0,0,0,0,0,0,0,0,0,0.913,0.95,0.982,0.99,0.995,0.997,0.998,0.998,0.997,0.998,0.998,0,0,0,0,0,0,0,0,0,0]
["BPH40","L",2.737477,-0.013153125,0.023895273,1.1078302E-3,{"v":-4.881918E-5,"d":"-4.88E-05"},{"v":5.4773972e-06,"d":"5.48E-06"},0,0,0,0,10,0,0,0,0,0,0,0,0,0,0,0,0,0.924,0.974,0.988,0.993,0.996,0.997,0.998,0.998,0.998,0.998,0,0,0,0,0,0,0,0,0,0]
["BPH45","L",2.8619065,-0.012425617,0.02988917,0.0010370691,{"v":1.6015692e-06,"d":"1.60E-06"},{"v":4.4595212e-06,"d":"4.46E-06"},0,0,0,0,10,0,0,0,0,0,0,0,0,0,0,0,0,0,0.941,0.976,0.989,0.994,0.996,0.997,0.997,0.998,0.998,0,0,0,0,0,0,0,0,0,0]
["BPH5","S",1.44845677,0.0092817361,0.22044806,0.0433001987,0.99476362,77.6475264,0,0,0,0,10,0,0,0,0,0,0.1,0.31,0.53,0.7,0.81,0.89,0.934,0.958,0.982,0.99,0.994,0.996,0.997,0.998,0.998,0.999,0.999,0.999,0.998,0.998,0.999,0.968,0.983,0.97,0.921,0.73,0.47]
["BPH50","L",2.9271459,-0.011970157,0.031922538,{"v":1.5457537E-3,"d":"1.55E-03"},{"v":-6.3507309e-05,"d":"-6.35E-05"},{"v":9.6835139e-06,"d":"9.68E-06"},0,0,0,0,10,0,0,0,0,0,0,0,0,0,0,0,0,0,0.939,0.976,0.989,0.994,0.996,0.997,0.997,0.998,0.998,0,0,0,0,0,0,0,0,0,0]
["BPH8","S",1.59323023,0.0103458172,0.277775516,0.0474089271,1.04070526,81.2863792,0,0,0,0,10,0,0,0,0,0,0.01,0.13,0.32,0.51,0.67,0.79,0.87,0.923,0.967,0.984,0.991,0.995,0.997,0.998,0.997,0.997,0.998,0.997,0.997,0.996,0.996,0.976,0.981,0.968,0.93,0.77,0.55]
["BPM4","L",2.5489492,-0.012922911,0.018433588,0.00067483064,{"v":-2.8837579e-05,"d":"-2.88E-05"},{"v":3.057603E-6,"d":"3.06E-06"},0,0,0,0,10,0,0,0,0,0,0,0,0,0,0,0,0.936,0.96,0.983,0.99,0.994,0.996,0.997,0.997,0.997,0.997,0.997,0.997,0.997,0,0,0,0,0,0,0,0]
["BPM51","S",1.37436455,8.77165624E-3,0.174025602,0.0405249716,0.905485504,72.7685343,0,0,0,0,10,0,0,0,0.03,0.19,0.4,0.58,0.72,0.82,0.89,0.937999999999999,0.961,0.976,0.989,0.994,0.996,0.997,0.998,0.999,0.998,0.998,0.999,0.998,0.998,0.997,0.998,0.97,0.984,0.971,0.924,0.74,0.46]
["BSL1","L",2.2513548,-0.0093148277,0.010704574,{"v":1.2187894E-4,"d":"1.22E-04"},{"v":1.0654019E-5,"d":"1.07E-05"},{"v":-7.4428165e-07,"d":"-7.44E-07"},0,0,0,0,10,0,0,0,0,0,0,0.925,0.962,0.979,0.986,0.985,0.993,0.995,0.995,0.993,0.995,0.995,0.996,0.997,0.996,0.995,0.996,0.996,0.995,0,0,0,0,0,0,0,0]
["BSL10","L",2.2170196,-0.0097767264,0.010010252,{"v":8.7939023e-05,"d":"8.79E-05"},{"v":4.1004253e-06,"d":"4.10E-06"},{"v":-1.4736055E-7,"d":"-1.47E-07"},0,0,0,0,10,0.02,0.19,0.5,0.74,0.86,0.93,0.962,0.978,0.988,0.991,0.988,0.996,0.997,0.996,0.997,0.997,0.998,0.998,0.998,0.998,0.998,0.999,0,0,0,0,0,0,0,0,0,0]
["BSL12","L",2.2788683,-0.010532067,0.0097412365,{"v":0.00049414289,"d":"4.94E-04"},{"v":-5.0218866e-05,"d":"-5.02E-05"},{"v":2.7614712e-06,"d":"2.76E-06"},0,0,0,0,10,0,0.02,0.14,0.36,0.59,0.77,0.88,0.942,0.97,0.981,0.983,0.991,0.994,0.994,0.993,0.994,0.995,0.996,0.997,0.996,0.995,0.997,0,0,0,0,0,0,0,0,0,0]
["BSL21","L",2.234734,-0.0097856687,0.0098367633,{"v":2.1398416E-4,"d":"2.14E-04"},{"v":-1.4554893e-05,"d":"-1.46E-05"},{"v":8.7393721e-07,"d":"8.74E-07"},0,0,0,0,10,0,0,0,0,0,0.927,0.961,0.978,0.987,0.99,0.988,0.995,0.996,0.995,0.996,0.997,0.998,0.998,0.998,0.998,0.998,0.999,0,0,0,0,0,0,0,0,0,0]
["BSL22","L",2.2739528,-0.0091160058,0.01226882,{"v":-3.1677862E-4,"d":"-3.17E-04"},{"v":6.0075221e-05,"d":"6.01E-05"},{"v":-2.8098187e-06,"d":"-2.81E-06"},0,0,0,0,10,0,0,0,0,0,0,0,0.941,0.968,0.979,0.98,0.99,0.994,0.994,0.994,0.995,0.996,0.996,0.997,0.996,0.996,0.997,0.998,0.997,0,0,0,0,0,0,0,0]
["BSL23","L",2.2977856,-0.010500392,0.010786092,1.7803981E-4,{"v":-2.0134536e-07,"d":"-2.01E-07"},{"v":1.5104124e-08,"d":"1.51E-08"},0,0,0,0,10,0,0.01,0.11,0.34,0.58,0.76,0.87,0.93,0.961,0.976,0.979,0.989,0.993,0.994,0.994,0.995,0.996,0.997,0.997,0.997,0.996,0.997,0,0,0,0,0,0,0,0,0,0]
["BSL3","L",2.2187568,-0.010447185,0.00959044979999999,0.00028540943,{"v":-1.9183741e-05,"d":"-1.92E-05"},{"v":9.7004548e-07,"d":"9.70E-07"},0,0,0,0,10,0,0,0,0,0,0,0.941,0.968,0.983,0.988,0.986,0.994,0.995,0.994,0.996,0.997,0.998,0.998,0.998,0.998,0.998,0.999,0.999,0.999,0,0,0,0,0,0,0,0]
["BSL4","L",2.2252537,-0.010330994,0.0097457442,0.00019658971,{"v":-5.2529846e-06,"d":"-5.25E-06"},{"v":1.1655365E-7,"d":"1.17E-07"},0,0,0,0,10,0,0,0.08,0.32,0.58,0.76,0.87,0.93,0.961,0.974,0.968,0.986,0.992,0.989,0.988,0.992,0.993,0.995,0.996,0.996,0.995,0.997,0,0,0,0,0,0,0,0,0,0]
["BSL6","L",2.3137108,-0.00994995169999999,0.010869801,3.7398354E-4,{"v":-2.6621607e-05,"d":"-2.66E-05"},{"v":1.3236293e-06,"d":"1.32E-06"},0,0,0,0,10,0,0,0.07,0.27,0.52,0.73,0.86,0.928,0.963,0.977,0.98,0.989,0.993,0.993,0.992,0.994,0.994,0.996,0.997,0.996,0.995,0.996,0,0,0,0,0,0,0,0,0,0]
["BSL7","L",2.2697665,-0.0096395197,0.011025458,{"v":7.9465126e-05,"d":"7.95E-05"},{"v":1.0120957e-05,"d":"1.01E-05"},{"v":-4.4096694e-07,"d":"-4.41E-07"},0,0,0,0,10,0,0,0.03,0.18,0.44,0.67,0.83,0.915,0.956,0.974,0.981,0.991,0.995,0.995,0.994,0.995,0.996,0.996,0.997,0.997,0.997,0.998,0,0,0,0,0,0,0,0,0,0]
["BSL7W","L",2.2697665,-0.0096395197,0.011025458,{"v":7.9465126e-05,"d":"7.95E-05"},{"v":1.0120957e-05,"d":"1.01E-05"},{"v":-4.4096694e-07,"d":"-4.41E-07"},0,0,0,0,10,0.03,0.17,0.42,0.66,0.82,0.915,0.958,0.979,0.989,0.992,0.992,0.997,0.998,0.998,0.997,0.998,0.998,0.999,0.999,0.999,0.998,0.998,0,0,0,0,0,0,0,0,0,0]
["BSL7Y","S",1.13329383,0.00669407868,0.136897201,0.023739176,0.703456004,70.7030316,0,0,0,0,10,0,0.06,0.43,0.78,0.932,0.978,0.991,0.996,0.997,0.998,0.998,0.999,0.999,0.999,0.999,0.999,0.999,0.999,0.999,0.999,0.999,0.999,0.999,0.999,0.997,0.997,0.969,0.99,0.981,0.962,0.86,0.8]
["BSM1","L",2.549721,-0.0094077007,0.014816386,0.00050626256,{"v":-3.6287172e-05,"d":"-3.63E-05"},{"v":2.2698845e-06,"d":"2.27E-06"},0,0,0,0,10,0,0,0.02,0.18,0.43,0.65,0.8,0.89,0.937999999999999,0.964,0.977,0.984,0.99,0.993,0.994,0.996,0.996,0.997,0.998,0.998,0.997,0.997,0,0,0,0,0,0,0,0,0,0]
["BSM10","L",2.5891109,-0.0098791548,0.015550474,0.00036642761,{"v":-1.8297818e-05,"d":"-1.83E-05"},{"v":1.4601532e-06,"d":"1.46E-06"},0,0,0,0,10,0,0,0,0.02,0.19,0.45,0.67,0.81,0.89,0.941,0.965,0.977,0.986,0.991,0.992,0.994,0.995,0.997,0.998,0.997,0.996,0.997,0,0,0,0,0,0,0,0,0,0]
["BSM14","L",2.5308796,-0.010455738,0.013933044,{"v":0.00031725721,"d":"3.17E-04"},{"v":-1.6497611e-05,"d":"-1.65E-05"},{"v":1.1211981e-06,"d":"1.12E-06"},0,0,0,0,10,0,0.02,0.09,0.25,0.45,0.64,0.78,0.87,0.931,0.961,0.976,0.985,0.991,0.994,0.994,0.995,0.996,0.997,0.998,0.997,0.996,0.997,0,0,0,0,0,0,0,0,0,0]
["BSM15","L",2.5902495,-0.0098868581,0.015656459,{"v":2.1175533E-4,"d":"2.12E-04"},{"v":5.7639445e-06,"d":"5.76E-06"},{"v":-3.1345739e-08,"d":"-3.13E-08"},0,0,0,0,10,0,0,0,0.03,0.22,0.5,0.72,0.85,0.921,0.954,0.972,0.981,0.988,0.992,0.993,0.994,0.996,0.997,0.998,0.997,0.997,0.997,0,0,0,0,0,0,0,0,0,0]
["BSM16","L",2.5859263,-0.011435101,0.013872958,0.00051696183,{"v":-3.7682934e-05,"d":"-3.77E-05"},{"v":2.0584486e-06,"d":"2.06E-06"},0,0,0,0,10,0,0,0.03,0.18,0.41,0.61,0.76,0.85,0.914,0.949,0.968,0.978,0.985,0.989,0.99,0.992,0.994,0.996,0.997,0.997,0.996,0.997,0,0,0,0,0,0,0,0,0,0]
["BSM16C","L",2.5858505,-0.011425977,0.013924703,0.00050343054,{"v":-3.6074659e-05,"d":"-3.61E-05"},{"v":1.9912627e-06,"d":"1.99E-06"},0,0,0,0,10,0,0,0,0,0,0,0,0,0.912,0.948,0.968,0.979,0.986,0.992,0.993,0.995,0.996,0.997,0.998,0.998,0.998,0.998,0,0,0,0,0,0,0,0,0,0]
["BSM18","L",2.6385199,-0.010968446,0.01597395,0.00053519299,{"v":-3.5705726e-05,"d":"-3.57E-05"},{"v":2.6035403e-06,"d":"2.60E-06"},0,0,0,0,10,0,0,0,0,0,0.01,0.13,0.4,0.64,0.79,0.88,0.933,0.96,0.98,0.984,0.987,0.99,0.993,0.996,0.996,0.995,0.996,0,0,0,0,0,0,0,0,0,0]
["BSM19","L",2.5591965,-0.0094224583,0.015800261,0.00011597006,{"v":2.0243148e-05,"d":"2.02E-05"},{"v":-7.3253241e-07,"d":"-7.33E-07"},0,0,0,0,10,0,0,0,0.04,0.18,0.4,0.62,0.79,0.88,0.934,0.962,0.975,0.987,0.993,0.993,0.994,0.995,0.996,0.997,0.997,0.997,0.997,0,0,0,0,0,0,0,0,0,0]
["BSM2","L",2.540784,-0.0092815105,0.014903206,0.00037790646,{"v":-1.2452946E-5,"d":"-1.25E-05"},{"v":7.0936023e-07,"d":"7.09E-07"},0,0,0,0,10,0,0,0.07,0.28,0.52,0.71,0.84,0.918,0.955,0.975,0.984,0.989,0.993,0.995,0.995,0.996,0.996,0.997,0.998,0.997,0.997,0.997,0,0,0,0,0,0,0,0,0,0]
["BSM21","L",2.5678687,-0.0086573333,0.016591375,0.00028655447,{"v":-3.4886754e-06,"d":"-3.49E-06"},{"v":8.927552e-07,"d":"8.93E-07"},0,0,0,0,10,0,0,0,0,0.08,0.29,0.54,0.73,0.85,0.916,0.949,0.967,0.98,0.989,0.992,0.993,0.995,0.997,0.998,0.997,0.996,0.997,0,0,0,0,0,0,0,0,0,0]
["BSM22","S",1.35096968,0.00745483509,0.232444715,0.0294940262,1.17899988,131.620201,0,0,0,0,10,0,0,0,0,0.11,0.46,0.75,0.88,0.947,0.973,0.985,0.991,0.994,0.996,0.997,0.997,0.998,0.998,0.999,0.998,0.998,0.998,0,0,0,0,0,0,0,0,0,0]
["BSM23","L",2.5600597,-0.0097457249,0.015970594,0.00066802115,{"v":-4.4172822e-05,"d":"-4.42E-05"},{"v":3.1024931e-06,"d":"3.10E-06"},0,0,0,0,10,0,0,0,0,0,0,0,0,0,0,0,0.93,0.959,0.978,0.983,0.987,0.99,0.993,0.996,0.995,0.994,0.995,0,0,0,0,0,0,0,0,0,0]
["BSM24","L",2.56958,-0.0086466584,0.016903144,{"v":7.624944e-05,"d":"7.62E-05"},{"v":2.6138532e-05,"d":"2.61E-05"},{"v":-7.4670354e-07,"d":"-7.47E-07"},0,0,0,0,10,0,0,0,0,0,0,0,0,0,0,0.934,0.957,0.975,0.987,0.989,0.992,0.994,0.995,0.997,0.996,0.995,0.995,0.994,0.992,0,0,0,0,0,0,0,0]
["BSM25","L",2.694748,-0.009564087,0.019719188,1.3516953E-4,{"v":3.2505531e-05,"d":"3.25E-05"},{"v":-8.7994633e-07,"d":"-8.80E-07"},0,0,0,0,10,0,0,0,0,0,0.04,0.27,0.57,0.77,0.88,0.933,0.961,0.976,0.984,0.985,0.988,0.992,0.994,0.997,0.995,0.994,0.996,0,0,0,0,0,0,0,0,0,0]
["BSM28","L",2.5680878,-0.010467158,0.016601965,0.00058093478,{"v":-2.3562088E-5,"d":"-2.36E-05"},{"v":2.2311422e-06,"d":"2.23E-06"},0,0,0,0,10,0,0,0,0,0,0,0.05,0.31,0.6,0.78,0.87,0.924,0.952,0.974,0.979,0.984,0.988,0.991,0.995,0.994,0.993,0.994,0,0,0,0,0,0,0,0,0,0]
["BSM29","L",2.5744917,-0.0097526711,0.017047127,0.00056134017,{"v":-2.4559774E-5,"d":"-2.46E-05"},{"v":2.3757315e-06,"d":"2.38E-06"},0,0,0,0,10,0,0,0,0,0,0,0.01,0.17,0.45,0.68,0.81,0.89,0.937999999999999,0.971,0.98,0.986,0.99,0.993,0.997,0.996,0.995,0.996,0,0,0,0,0,0,0,0,0,0]
["BSM3","L",2.5464553,-0.0096324305,0.014901194,2.4300951E-4,{"v":-3.938918e-06,"d":"-3.94E-06"},{"v":5.3164138e-07,"d":"5.32E-07"},0,0,0,0,10,0,0,0.05,0.19,0.4,0.6,0.75,0.86,0.92,0.953,0.97,0.98,0.987,0.991,0.992,0.994,0.995,0.996,0.998,0.997,0.997,0.997,0,0,0,0,0,0,0,0,0,0]
["BSM36","L",2.6546711,-0.012819365,0.015197193,0.00050420821,{"v":-3.4995634e-05,"d":"-3.50E-05"},{"v":2.0492682e-06,"d":"2.05E-06"},0,0,0,0,10,0,0,0.08,0.19,0.34,0.51,0.67,0.79,0.88,0.931,0.959,0.973,0.982,0.99,0.992,0.994,0.996,0.997,0.998,0.998,0.999,0.999,0,0,0,0,0,0,0,0,0,0]
["BSM4","L",2.5596925,-0.010144636,0.014261777,0.00047531992,{"v":-3.1287664e-05,"d":"-3.13E-05"},{"v":1.735988e-06,"d":"1.74E-06"},0,0,0,0,10,0,0,0.06,0.22,0.43,0.63,0.77,0.88,0.93,0.96,0.976,0.984,0.99,0.994,0.994,0.995,0.996,0.997,0.998,0.997,0.997,0.997,0,0,0,0,0,0,0,0,0,0]
["BSM51Y","S",1.22393171,0.00649521083,0.306482383,{"v":0.0208194161,"d":"2.08E-02"},{"v":0.823950901,"d":"8.24E-01"},{"v":79.5168951,"d":"7.95E+01"},0,0,0,0,10,0,0.03,0.33,0.69,0.88,0.95,0.977,0.988,0.993,0.996,0.997,0.998,0.998,0.998,0.998,0.999,0.999,0.999,0.999,0.999,0.999,0.999,0.999,0.999,0.997,0.997,0.985,0.992,0.983,0.967,0.89,0.78]
["BSM6","L",2.5601339,-0.009371199,0.015290933,0.00040740566,{"v":-2.1956285e-05,"d":"-2.20E-05"},{"v":1.5738984E-6,"d":"1.57E-06"},0,0,0,0,10,0,0,0,0,0,0,0,0,0.928,0.959,0.975,0.983,0.989,0.993,0.994,0.995,0.996,0.997,0.998,0.997,0.997,0.997,0,0,0,0,0,0,0,0,0,0]
["BSM7","L",2.5432134,-0.0102068,0.013983216,0.00045963235,{"v":-3.2963243e-05,"d":"-3.30E-05"},{"v":1.9413424E-6,"d":"1.94E-06"},0,0,0,0,10,0,0,0,0,0,0,0,0,0.922,0.954,0.972,0.98,0.987,0.992,0.993,0.994,0.996,0.997,0.998,0.997,0.997,0.997,0,0,0,0,0,0,0,0,0,0]
["BSM71","L",2.6654566,-0.0093666483,{"v":0.018458132,"d":"1.85E-02"},{"v":1.6162509E-4,"d":"1.62E-04"},{"v":2.0907914e-05,"d":"2.09E-05"},{"v":-1.3617346e-07,"d":"-1.36E-07"},0,0,0,0,10,0,0,0,0,0,0,0.08,0.33,0.59,0.77,0.87,0.925,0.956,0.98,0.985,0.99,0.993,0.995,0.997,0.996,0.996,0.997,0,0,0,0,0,0,0,0,0,0]
["BSM8","L",2.5521205,-0.0096009916,0.015080342,0.00046889781,{"v":-2.8969299e-05,"d":"-2.90E-05"},{"v":1.9329815e-06,"d":"1.93E-06"},0,0,0,0,10,0,0,0,0.03,0.16,0.38,0.6,0.77,0.87,0.931,0.959,0.973,0.983,0.99,0.991,0.992,0.994,0.996,0.997,0.996,0.996,0.996,0,0,0,0,0,0,0,0,0,0]
["BSM81","L",2.6493149,-0.014491012,0.014390568,0.0005294553,{"v":-4.134593e-05,"d":"-4.13E-05"},{"v":2.2951175e-06,"d":"2.30E-06"},0,0,0,0,10,0,0,0,0,0.15,0.31,0.48,0.65,0.78,0.87,0.927,0.956,0.972,0.987,0.991,0.994,0.996,0.997,0.998,0.995,0.996,0.996,0,0,0,0,0,0,0,0,0,0]
["BSM9","S",1.09508582,0.00535489274,0.464230389,0.0220678106,1.20305596,133.312917,0,0,0,0,10,0,0,0,0.03,0.24,0.55,0.76,0.87,0.927,0.955,0.971,0.98,0.986,0.991,0.992,0.994,0.995,0.997,0.998,0.997,0.997,0.997,0,0,0,0,0,0,0,0,0,0]
["BSM93","L",2.6481267,-0.011553471,0.015517531,0.00053211731,{"v":-3.390687e-05,"d":"-3.39E-05"},{"v":2.099346E-6,"d":"2.10E-06"},0,0,0,0,10,0,0,0,0,0,0.12,0.46,0.73,0.87,0.934,0.963,0.978,0.985,0.99,0.992,0.992,0.994,0.996,0.997,0.996,0.996,0.997,0,0,0,0,0,0,0,0,0,0]
["FPL51","L",2.2184385,-0.0059347504,0.0080764899,0.00016581036,{"v":-8.0553319e-06,"d":"-8.06E-06"},{"v":3.5839492e-07,"d":"3.58E-07"},0,0,0,0,10,0,0,0.02,0.1,0.3,0.54,0.74,0.87,0.94,0.971,0.986,0.993,0.994,0.994,0.994,0.995,0.996,0.998,0.999,0.997,0.996,0.996,0,0,0,0,0,0,0,0,0,0]
["FPL51Y","L",2.2175533,-0.0053534373,{"v":0.0085149062,"d":"8.51E-03"},{"v":6.4373415e-05,"d":"6.44E-05"},{"v":5.3946332e-06,"d":"5.39E-06"},{"v":-3.2557791e-07,"d":"-3.26E-07"},0,0,0,0,10,0.53,0.66,0.78,0.87,0.931,0.964,0.982,0.992,0.996,0.998,0.999,0.999,0.999,0.999,0.999,0.999,0.999,0.999,0.999,0.999,0.999,0.999,0,0,0,0,0,0,0,0,0,0]
["FPL52","L",2.1024886,-0.0053455182,0.0060469928,0.00028496405,{"v":-2.987651e-05,"d":"-2.99E-05"},{"v":1.539752E-6,"d":"1.54E-06"},0,0,0,0,10,0,0,0.01,0.09,0.28,0.54,0.74,0.87,0.941,0.972,0.986,0.992,0.995,0.995,0.995,0.996,0.997,0.998,0.998,0.998,0.996,0.995,0,0,0,0,0,0,0,0,0,0]
["FPL53","L",2.0531286,-0.0043190085,0.0062752442,{"v":-9.8512972E-6,"d":"-9.85E-06"},{"v":1.364971E-5,"d":"1.36E-05"},{"v":-8.9037944e-07,"d":"-8.90E-07"},0,0,0,0,10,0,0,0.04,0.17,0.4,0.64,0.81,0.912,0.959,0.98,0.99,0.993,0.991,0.987,0.988,0.991,0.994,0.996,0.998,0.997,0.996,0.996,0,0,0,0,0,0,0,0,0,0]
["FSL1","L",2.138623,-0.0087829213,0.009171674,{"v":6.0376425e-05,"d":"6.04E-05"},{"v":1.3540904E-5,"d":"1.35E-05"},{"v":-9.2173346e-07,"d":"-9.22E-07"},0,0,0,0,10,0,0.01,0.37,0.66,0.83,0.916,0.957,0.977,0.987,0.988,0.984,0.994,0.996,0.995,0.995,0.997,0.997,0.998,0.998,0.998,0.998,0.999,0,0,0,0,0,0,0,0,0,0]
["FSL3","L",2.1205655,-8.9437249E-3,0.0090242393,0.00013786285,{"v":-8.2750398e-07,"d":"-8.28E-07"},{"v":2.6740448E-8,"d":"2.67E-08"},0,0,0,0,10,0,0,0,0,0,0,0,0,0.937,0.966,0.975,0.986,0.99,0.993,0.993,0.995,0.996,0.997,0.998,0.997,0.997,0.998,0,0,0,0,0,0,0,0,0,0]
["FSL5","L",2.189801,-0.0098715424,0.0081379561,0.00042431698,{"v":-4.3722026e-05,"d":"-4.37E-05"},{"v":2.3005833E-6,"d":"2.30E-06"},0,0,0,0,10,0.07,0.34,0.65,0.83,0.925,0.966,0.984,0.991,0.994,0.995,0.994,0.998,0.998,0.997,0.997,0.998,0.998,0.998,0.999,0.998,0.998,0.999,0,0,0,0,0,0,0,0,0,0]
["FSL5Y","L",2.189801,-0.0098715424,0.0081379561,0.00042431698,{"v":-4.3722026e-05,"d":"-4.37E-05"},{"v":2.3005833E-6,"d":"2.30E-06"},0,0,0,0,10,0.17,0.59,0.85,0.953,0.983,0.995,0.997,0.999,0.999,0.999,0.999,0.999,0.999,0.999,0.999,0.999,0.999,0.999,0.999,0.999,0.999,0.999,0,0,0,0,0,0,0,0,0,0]
["FTL10","L",2.2223245,-0.00857605319999999,0.010967698,0.00041693662,{"v":-2.7463411e-05,"d":"-2.75E-05"},{"v":2.170253E-6,"d":"2.17E-06"},0,0,0,0,10,0,0,0,0,0,0,0.05,0.33,0.64,0.83,0.917,0.962,0.98,0.99,0.992,0.995,0.996,0.997,0.998,0.997,0.997,0.998,0,0,0,0,0,0,0,0,0,0]
["FTL8","L",2.2498663,-0.010009969,0.010686269,0.00098510593,-1.0138667E-4,{"v":7.0446543e-06,"d":"7.04E-06"},0,0,0,0,10,0,0,0,0,0,0,0,0,0,0,0,0.905,0.951,0.978,0.985,0.99,0.992,0.994,0.997,0.997,0.997,0.997,0,0,0,0,0,0,0,0,0,0]
["FTM16","L",2.4732588,-0.010524934,0.019876763,{"v":0.0013151817,"d":"1.32E-03"},{"v":-9.4064852e-05,"d":"-9.41E-05"},{"v":1.0616142E-5,"d":"1.06E-05"},0,0,0,0,10,0,0,0,0,0,0,0,0.03,0.36,0.71,0.87,0.939,0.966,0.982,0.985,0.987,0.989,0.993,0.997,0.997,0.995,0.996,0,0,0,0,0,0,0,0,0,0]
["FTM8","L",2.3063389,-0.009299434,0.014148541,0.00061944948,{"v":-3.542134e-05,"d":"-3.54E-05"},{"v":4.3560988e-06,"d":"4.36E-06"},0,0,0,0,10,0,0,0,0,0,0,0,0,0,0,0,0,0.918,0.962,0.974,0.981,0.985,0.989,0.994,0.996,0.996,0.997,0,0,0,0,0,0,0,0,0,0]
["HTF1","L",2.0633034,-0.0032906345,7.176516E-3,-0.00019110559,{"v":3.8123441E-5,"d":"3.81E-05"},{"v":-2.0668501e-06,"d":"-2.07E-06"},0,0,0,0]
["K3W","L",2.2696946,-0.0071500023,0.01337006,-0.00027615084,{"v":6.605453e-05,"d":"6.61E-05"},{"v":-3.1806333e-06,"d":"-3.18E-06"},0,0,0,0,10,0,0.003,0.209,0.672,0.891,0.962,0.984,0.992,0.995,0.997,0.997,0.998,0.992,0.998,0.998,0.999,0.999,0.999,0.999,0.999,0.999,0.999,0,0,0,0,0,0,0,0,0,0]
["LAH51","L",3.110662,-0.014462677,0.026457698,0.00091877798,{"v":-3.3951573e-05,"d":"-3.40E-05"},{"v":3.325784E-6,"d":"3.33E-06"},0,0,0,0,10,0,0,0,0,0,0.01,0.16,0.44,0.67,0.8,0.88,0.931,0.955,0.976,0.984,0.989,0.993,0.995,0.997,0.997,0.997,0.998,0,0,0,0,0,0,0,0,0,0]
["LAH52","L",3.153652,-0.015630638,0.028741717,{"v":0.00080868084,"d":"8.09E-04"},{"v":-1.0164635E-5,"d":"-1.02E-05"},{"v":2.9615511e-06,"d":"2.96E-06"},0,0,0,0,10,0,0,0,0,0,0.01,0.13,0.38,0.61,0.76,0.85,0.912,0.942,0.97,0.979,0.985,0.99,0.993,0.996,0.996,0.996,0.997,0,0,0,0,0,0,0,0,0,0]
["LAH53","L",3.1735908,-0.014865209,0.02954021,{"v":0.00098366596,"d":"9.84E-04"},{"v":-2.2979104e-05,"d":"-2.30E-05"},{"v":3.8043975e-06,"d":"3.80E-06"},0,0,0,0,10,0,0,0,0,0,0,0.06,0.28,0.52,0.7,0.81,0.88,0.923,0.958,0.971,0.98,0.986,0.991,0.995,0.995,0.996,0.997,0,0,0,0,0,0,0,0,0,0]
["LAH54","L",3.2126997,-0.01535137,0.028440374,0.00079180171,{"v":-1.7032771e-05,"d":"-1.70E-05"},{"v":2.6219094e-06,"d":"2.62E-06"},0,0,0,0,10,0,0,0,0,0.01,0.13,0.36,0.56,0.72,0.82,0.88,0.926,0.948,0.969,0.977,0.984,0.989,0.993,0.996,0.995,0.995,0.997,0,0,0,0,0,0,0,0,0,0]
["LAH55","L",3.2764855,-0.015309073,0.030415926,{"v":0.00088670657,"d":"8.87E-04"},{"v":-1.718301e-05,"d":"-1.72E-05"},{"v":2.7050718e-06,"d":"2.71E-06"},0,0,0,0,10,0,0,0,0,0.01,0.1,0.26,0.45,0.62,0.75,0.84,0.89,0.927,0.958,0.97,0.979,0.985,0.99,0.995,0.995,0.996,0.996,0,0,0,0,0,0,0,0,0,0]
["LAH57","L",3.3727998,-0.014798874,0.032819777,9.7696348E-4,{"v":-1.7171866e-05,"d":"-1.72E-05"},{"v":3.1363757e-06,"d":"3.14E-06"},0,0,0,0,10,0,0,0,0,0,0,0.02,0.15,0.38,0.59,0.73,0.83,0.89,0.94,0.955,0.964,0.973,0.979,0.985,0.986,0.985,0.988,0,0,0,0,0,0,0,0,0,0]
["LAH58","L",3.4415721,-0.014237538,0.03473123,0.0010264409,{"v":-1.6386952e-05,"d":"-1.64E-05"},{"v":2.8714098e-06,"d":"2.87E-06"},0,0,0,0,10,0,0,0,0,0,0.02,0.13,0.33,0.509,0.67,0.77,0.84,0.89,0.932,0.96,0.968,0.975,0.984,0.992,0.992,0.992,0.993,0,0,0,0,0,0,0,0,0,0]
["LAH59","L",3.2178117999999998,-0.014296789,0.027199504,{"v":0.00079036567,"d":"7.90E-04"},{"v":-2.3850632e-05,"d":"-2.39E-05"},{"v":2.0013066E-6,"d":"2.00E-06"},0,0,0,0,10,0,0,0,0.01,0.08,0.19,0.35,0.52,0.68,0.8,0.87,0.923,0.944,0.97,0.978,0.983,0.987,0.991,0.993,0.991,0.991,0.992,0,0,0,0,0,0,0,0,0,0]
["LAH60","L",3.2618526,-0.015375794,0.033152898,{"v":0.0014090033,"d":"1.41E-03"},{"v":-5.5295605E-5,"d":"-5.53E-05"},{"v":7.1360367e-06,"d":"7.14E-06"},0,0,0,0,10,0,0,0,0,0,0,0.02,0.17,0.41,0.61,0.75,0.84,0.89,0.942,0.96,0.972,0.98,0.987,0.994,0.995,0.995,0.996,0,0,0,0,0,0,0,0,0,0]
["LAH62","L",3.1733427,-0.015448761,0.026716011,{"v":0.00065063944,"d":"6.51E-04"},{"v":-5.0430284e-06,"d":"-5.04E-06"},{"v":1.1343592e-06,"d":"1.13E-06"},0,0,0,0,10,0,0,0,0,0.07,0.17,0.33,0.5,0.66,0.78,0.86,0.915,0.943,0.968,0.979,0.985,0.989,0.992,0.996,0.995,0.995,0.996,0,0,0,0,0,0,0,0,0,0]
["LAH63","L",3.1647389,-0.014742454,0.030279435,{"v":0.0010475442,"d":"1.05E-03"},{"v":-2.4957393E-5,"d":"-2.50E-05"},{"v":4.4251949e-06,"d":"4.43E-06"},0,0,0,0,10,0,0,0,0,0,0,0.02,0.21,0.48,0.68,0.81,0.88,0.92,0.957,0.972,0.98,0.986,0.989,0.995,0.995,0.996,0.997,0,0,0,0,0,0,0,0,0,0]
["LAH64","L",3.122744,-0.015173059,0.025766498999999998,{"v":0.00055121032,"d":"5.51E-04"},{"v":6.0710815e-06,"d":"6.07E-06"},{"v":4.8871364e-07,"d":"4.89E-07"},0,0,0,0,10,0,0,0,0,0.04,0.18,0.36,0.55,0.71,0.81,0.88,0.925,0.948,0.969,0.978,0.985,0.99,0.993,0.996,0.996,0.996,0.997,0,0,0,0,0,0,0,0,0,0]
["LAH65","L",3.1767027,-0.015350032,0.026690666,0.00070784089,{"v":-1.5485093e-05,"d":"-1.55E-05"},{"v":1.9530666E-6,"d":"1.95E-06"},0,0,0,0,10,0,0,0,0,0.03,0.15,0.33,0.53,0.69,0.8,0.87,0.92,0.947,0.97,0.978,0.985,0.989,0.993,0.996,0.996,0.995,0.997,0,0,0,0,0,0,0,0,0,0]
["LAH66","L",3.0731081,-0.015043205,0.023933518,0.00055696651,{"v":-1.0082346e-05,"d":"-1.01E-05"},{"v":1.1873265E-6,"d":"1.19E-06"},0,0,0,0,10,0,0,0,0.04,0.19,0.39,0.57,0.72,0.81,0.88,0.923,0.948,0.962,0.977,0.984,0.988,0.992,0.995,0.997,0.997,0.997,0.998,0,0,0,0,0,0,0,0,0,0]
["LAH67","L",3.1439609,-0.015541721,0.026648169,0.00077813143,{"v":-1.9462248e-05,"d":"-1.95E-05"},{"v":2.4668548E-6,"d":"2.47E-06"},0,0,0,0,10,0,0,0,0,0,0.1,0.28,0.49,0.65,0.77,0.85,0.904,0.931,0.958,0.971,0.979,0.986,0.991,0.996,0.996,0.997,0.998,0,0,0,0,0,0,0,0,0,0]
["LAH71","L",3.3034137,-0.013868754,0.037625274,0.0021067685,-0.00011821055,{"v":1.4781395E-5,"d":"1.48E-05"},0,0,0,0,10,0,0,0,0,0,0,0,0,0,0,0,0,0,0,0.926,0.954,0.973,0.983,0.994,0.994,0.994,0.995,0.997,0.997,0,0,0,0,0,0,0,0]
["LAH75","L",3.3972115,-0.015825501,0.036818916,{"v":1.7596445E-3,"d":"1.76E-03"},{"v":-8.4041673e-05,"d":"-8.40E-05"},{"v":1.0522807e-05,"d":"1.05E-05"},0,0,0,0,10,0,0,0,0,0,0,0,0.03,0.26,0.54,0.72,0.82,0.88,0.934,0.956,0.971,0.98,0.986,0.994,0.995,0.995,0.996,0,0,0,0,0,0,0,0,0,0]
["LAH78","S",2.08122726,0.011190641,0.398632407,0.0521753272,2.21679491,141.893166,0,0,0,0,10,0,0,0,0,0,0,0,0,0.01,0.25,0.58,0.76,0.85,0.927,0.955,0.967,0.976,0.983,0.992,0.996,0.997,0.997,0.998,0.998,0.998,0.999,0.997,0.997,0.992,0.976,0.935,0.78]
["LAH80","S",2.06636247,0.0122133846,0.349315832,{"v":0.0555959908,"d":"5.56E-02"},{"v":1.91746463,"d":"1.92E+00"},{"v":125.47362,"d":"1.25E+02"},0,0,0,0,10,0,0,0,0,0,0,0,0,0.06,0.37,0.65,0.79,0.86,0.921,0.949,0.965,0.975,0.982,0.992,0.995,0.996,0.997,0.998,0.998,0.997,0.997,0.995,0.993,0.988,0.973,0.932,0.79]
["LAL10","L",2.8967406,-0.01222188,0.021099546,0.00063090904,{"v":-2.8901915E-5,"d":"-2.89E-05"},{"v":2.1652922e-06,"d":"2.17E-06"},0,0,0,0,10,0,0,0,0,0.01,0.13,0.39,0.62,0.78,0.87,0.93,0.956,0.971,0.982,0.985,0.988,0.991,0.994,0.996,0.993,0.993,0.995,0,0,0,0,0,0,0,0,0,0]
["LAL11","L",2.7037498,-0.011741892,0.0158996,{"v":0.00061265364,"d":"6.13E-04"},{"v":-4.6676845e-05,"d":"-4.67E-05"},{"v":2.6544952e-06,"d":"2.65E-06"},0,0,0,0,10,0.01,0.06,0.17,0.33,0.5,0.65,0.77,0.86,0.92,0.951,0.969,0.978,0.984,0.989,0.99,0.992,0.995,0.996,0.998,0.997,0.997,0.998,0,0,0,0,0,0,0,0,0,0]
["LAL12","L",2.7589457,-0.0087787656,0.021173055,-0.00047262367,{"v":9.6870749e-05,"d":"9.69E-05"},{"v":-4.0576545e-06,"d":"-4.06E-06"},0,0,0,0,10,0,0.05,0.17,0.33,0.5,0.65,0.77,0.86,0.917,0.949,0.968,0.978,0.984,0.989,0.991,0.993,0.995,0.997,0.997,0.997,0.997,0.998,0,0,0,0,0,0,0,0,0,0]
["LAL13","L",2.814252,-0.013645728,0.018724991,0.00056380326,{"v":-2.852714e-05,"d":"-2.85E-05"},{"v":1.8227195e-06,"d":"1.82E-06"},0,0,0,0,10,0,0,0.02,0.07,0.17,0.32,0.49,0.67,0.79,0.88,0.927,0.954,0.97,0.983,0.988,0.991,0.994,0.996,0.996,0.995,0.996,0.997,0,0,0,0,0,0,0,0,0,0]
["LAL14","L",2.8274666,-0.014568462,0.018525487,{"v":0.0003748582,"d":"3.75E-04"},{"v":-7.1291749e-06,"d":"-7.13E-06"},{"v":6.7781934e-07,"d":"6.78E-07"},0,0,0,0,10,0,0.02,0.07,0.16,0.29,0.45,0.61,0.74,0.84,0.905,0.941,0.963,0.975,0.986,0.989,0.993,0.995,0.997,0.997,0.996,0.996,0.997,0,0,0,0,0,0,0,0,0,0]
["LAL18","L",2.934239,-0.015232638,0.01968169,0.00052343197,{"v":-1.9855288E-5,"d":"-1.99E-05"},{"v":1.1787472e-06,"d":"1.18E-06"},0,0,0,0,10,0,0.04,0.08,0.11,0.27,0.42,0.57,0.72,0.82,0.89,0.93,0.954,0.967,0.98,0.985,0.989,0.992,0.994,0.996,0.996,0.996,0.997,0,0,0,0,0,0,0,0,0,0]
["LAL52","L",2.7418702,-0.012719153,0.016306977,0.00061414226,{"v":-4.8242632e-05,"d":"-4.82E-05"},{"v":2.8875864e-06,"d":"2.89E-06"},0,0,0,0,10,0.02,0.1,0.21,0.34,0.49,0.63,0.75,0.84,0.907,0.943,0.964,0.974,0.981,0.986,0.989,0.992,0.994,0.996,0.998,0.997,0.997,0.998,0,0,0,0,0,0,0,0,0,0]
["LAL53","L",2.7349102,-0.010563153,0.018333581,0.00061321136,{"v":-3.2859392e-05,"d":"-3.29E-05"},{"v":2.5840821e-06,"d":"2.58E-06"},0,0,0,0,10,0,0,0,0,0,0,0.13,0.45,0.7,0.84,0.915,0.948,0.967,0.98,0.986,0.989,0.992,0.994,0.997,0.996,0.995,0.996,0,0,0,0,0,0,0,0,0,0]
["LAL54","L",2.6786604,-0.011137943,0.016391023,{"v":0.00047317724,"d":"4.73E-04"},{"v":-2.4508283e-05,"d":"-2.45E-05"},{"v":1.7003664e-06,"d":"1.70E-06"},0,0,0,0,10,0,0,0,0,0,0.07,0.33,0.61,0.79,0.88,0.934,0.96,0.972,0.983,0.987,0.988,0.991,0.994,0.996,0.995,0.995,0.996,0,0,0,0,0,0,0,0,0,0]
["LAL55","L",2.699781,-0.010999319,0.017057887,0.00064018546,{"v":-4.143719e-05,"d":"-4.14E-05"},{"v":2.7716232e-06,"d":"2.77E-06"},0,0,0,0,10,0,0,0,0,0,0.02,0.25,0.58,0.79,0.89,0.944,0.966,0.976,0.986,0.99,0.992,0.994,0.996,0.998,0.997,0.996,0.997,0,0,0,0,0,0,0,0,0,0]
["LAL56","L",2.7596566,-0.010659546,0.018646689,{"v":0.00076127484,"d":"7.61E-04"},{"v":-5.3585332e-05,"d":"-5.36E-05"},{"v":3.7820929e-06,"d":"3.78E-06"},0,0,0,0,10,0,0,0,0,0,0,0.09,0.36,0.63,0.79,0.88,0.929,0.955,0.976,0.981,0.987,0.99,0.993,0.997,0.996,0.995,0.996,0,0,0,0,0,0,0,0,0,0]
["LAL57","L",2.7615237,-0.010614794,0.018545471,0.00051969833,{"v":-3.1688938e-05,"d":"-3.17E-05"},{"v":2.4601971e-06,"d":"2.46E-06"},0,0,0,0,10,0,0,0,0,0,0.06,0.29,0.56,0.75,0.86,0.923,0.953,0.97,0.982,0.987,0.989,0.992,0.995,0.997,0.996,0.995,0.996,0,0,0,0,0,0,0,0,0,0]
["LAL58","S",1.53414991,0.00801449705,0.274494553,{"v":0.0302370141,"d":"3.02E-02"},{"v":1.21052663,"d":"1.21E+00"},{"v":118.744226,"d":"1.19E+02"},0,0,0,0,10,0,0,0,0,0,0.02,0.23,0.55,0.77,0.87,0.933,0.959,0.973,0.986,0.99,0.993,0.995,0.997,0.999,0.998,0.998,0.999,0,0,0,0,0,0,0,0,0,0]
["LAL59","L",2.9466133,-0.014813612,0.020753291,0.00071087608,{"v":-4.178079e-05,"d":"-4.18E-05"},{"v":2.5896668e-06,"d":"2.59E-06"},0,0,0,0,10,0,0,0.02,0.08,0.18,0.33,0.509,0.66,0.79,0.87,0.927,0.956,0.972,0.987,0.991,0.994,0.996,0.997,0.998,0.997,0.997,0.998,0,0,0,0,0,0,0,0,0,0]
["LAL60","L",2.9223334,-0.015268924,0.020070735,0.00049690538,{"v":-1.5326299E-5,"d":"-1.53E-05"},{"v":1.0772354e-06,"d":"1.08E-06"},0,0,0,0,10,0,0,0,0.04,0.12,0.25,0.41,0.59,0.73,0.83,0.89,0.932,0.955,0.976,0.983,0.987,0.991,0.993,0.995,0.995,0.996,0.996,0,0,0,0,0,0,0,0,0,0]
["LAL61","L",2.9706808,-0.015058733,0.021490548,3.8566151E-4,{"v":4.1252602e-06,"d":"4.13E-06"},{"v":1.0912892E-7,"d":"1.09E-07"},0,0,0,0,10,0,0.02,0.07,0.15,0.27,0.43,0.59,0.72,0.82,0.89,0.935,0.958,0.971,0.982,0.988,0.991,0.994,0.996,0.997,0.997,0.997,0.998,0,0,0,0,0,0,0,0,0,0]
["LAL64","L",2.8288797,-0.014952229,0.017984228,{"v":0.00043711721,"d":"4.37E-04"},{"v":-1.772955E-5,"d":"-1.77E-05"},{"v":1.1591527E-6,"d":"1.16E-06"},0,0,0,0,10,0,0.02,0.06,0.13,0.24,0.39,0.56,0.71,0.81,0.88,0.929,0.954,0.968,0.981,0.986,0.99,0.994,0.996,0.998,0.997,0.998,0.998,0,0,0,0,0,0,0,0,0,0]
["LAL7","L",2.6833808,-0.012303485,0.015614129,{"v":4.7439815E-4,"d":"4.74E-04"},{"v":-2.7935643e-05,"d":"-2.79E-05"},{"v":1.5441332e-06,"d":"1.54E-06"},0,0,0,0,10,0.02,0.09,0.2,0.35,0.52,0.66,0.79,0.87,0.93,0.958,0.974,0.982,0.987,0.991,0.992,0.993,0.995,0.997,0.998,0.997,0.997,0.997,0,0,0,0,0,0,0,0,0,0]
["LAL8","L",2.8795551,-0.01462241,0.019128502,0.00061342737,{"v":-3.5439045E-5,"d":"-3.54E-05"},{"v":2.1550362e-06,"d":"2.16E-06"},0,0,0,0,10,0,0,0.01,0.05,0.13,0.27,0.44,0.62,0.76,0.85,0.913,0.946,0.964,0.98,0.986,0.99,0.993,0.995,0.996,0.994,0.995,0.996,0,0,0,0,0,0,0,0,0,0]
["LAL9","L",2.8062228,-0.01325307,0.019370701,{"v":0.00013885534,"d":"1.39E-04"},{"v":2.596583E-5,"d":"2.60E-05"},{"v":-9.3551589e-07,"d":"-9.36E-07"},0,0,0,0,10,0,0,0.03,0.1,0.22,0.37,0.55,0.7,0.81,0.88,0.931,0.956,0.971,0.983,0.987,0.991,0.993,0.995,0.996,0.994,0.995,0.996,0,0,0,0,0,0,0,0,0,0]
["LAM2","L",2.967968,-0.011312544,0.024812309,{"v":0.00067776202,"d":"6.78E-04"},{"v":-1.0278339E-5,"d":"-1.03E-05"},{"v":2.1968703e-06,"d":"2.20E-06"},0,0,0,0,10,0,0,0,0,0,0,0.04,0.29,0.59,0.78,0.87,0.925,0.95,0.973,0.98,0.986,0.991,0.993,0.996,0.995,0.996,0.996,0,0,0,0,0,0,0,0,0,0]
["LAM3","L",2.8826295,-0.01060676,0.022303134,{"v":0.00055786284,"d":"5.58E-04"},{"v":-1.1488225E-5,"d":"-1.15E-05"},{"v":1.8527798e-06,"d":"1.85E-06"},0,0,0,0,10,0,0,0,0,0,0,0.1,0.41,0.69,0.83,0.913,0.948,0.967,0.981,0.985,0.989,0.992,0.994,0.997,0.996,0.995,0.997,0,0,0,0,0,0,0,0,0,0]
["LAM51","L",2.8306749,-0.012541934,0.019281733,{"v":1.1363902E-3,"d":"1.14E-03"},{"v":-8.8384151e-05,"d":"-8.84E-05"},{"v":5.8228686e-06,"d":"5.82E-06"},0,0,0,0,10,0,0,0,0,0,0,0.02,0.21,0.509,0.72,0.84,0.911,0.945,0.97,0.977,0.982,0.987,0.991,0.994,0.993,0.993,0.995,0,0,0,0,0,0,0,0,0,0]
["LAM52","L",2.8880808,-0.011330429,0.023061355,{"v":0.0010044851,"d":"1.00E-03"},{"v":-5.6302083e-05,"d":"-5.63E-05"},{"v":5.2484657e-06,"d":"5.25E-06"},0,0,0,0,10,0,0,0,0,0,0,0,0.01,0.19,0.48,0.71,0.83,0.905,0.957,0.973,0.98,0.986,0.991,0.995,0.994,0.994,0.995,0,0,0,0,0,0,0,0,0,0]
["LAM53","L",2.9475278,-0.015139939,0.021883156,0.00057488905,{"v":-1.6964333E-5,"d":"-1.70E-05"},{"v":1.6808988E-6,"d":"1.68E-06"},0,0,0,0,10,0,0,0,0,0,0.02,0.23,0.52,0.73,0.84,0.91,0.941,0.961,0.977,0.983,0.988,0.992,0.995,0.997,0.997,0.998,0.998,0,0,0,0,0,0,0,0,0,0]
["LAM54","L",3.019994,-0.015777485,0.022691302,0.00093505681,{"v":-5.6267103e-05,"d":"-5.63E-05"},{"v":4.0846095E-6,"d":"4.08E-06"},0,0,0,0,10,0,0,0,0,0,0,0.05,0.32,0.62,0.79,0.88,0.925,0.948,0.97,0.979,0.985,0.989,0.993,0.997,0.996,0.997,0.998,0,0,0,0,0,0,0,0,0,0]
["LAM55","L",3.0211799,-0.012311284,0.027355503,0.0011031515,{"v":-5.0726902e-05,"d":"-5.07E-05"},{"v":6.4572101e-06,"d":"6.46E-06"},0,0,0,0,10,0,0,0,0,0,0,0,0.07,0.38,0.66,0.8,0.88,0.923,0.958,0.97,0.978,0.983,0.988,0.994,0.994,0.995,0.996,0,0,0,0,0,0,0,0,0,0]
["LAM56","L",2.7837152,-0.010617429,0.019811229,{"v":7.0162177E-4,"d":"7.02E-04"},{"v":-3.9838959e-05,"d":"-3.98E-05"},{"v":3.3425649e-06,"d":"3.34E-06"},0,0,0,0,10,0,0,0,0,0,0,0.05,0.3,0.59,0.77,0.86,0.92,0.948,0.971,0.979,0.984,0.989,0.992,0.996,0.995,0.995,0.996,0,0,0,0,0,0,0,0,0,0]
["LAM57","L",2.8632684,-0.011227356,0.02340118,{"v":0.00086702509,"d":"8.67E-04"},{"v":-3.8223779e-05,"d":"-3.82E-05"},{"v":4.6386306E-6,"d":"4.64E-06"},0,0,0,0,10,0,0,0,0,0,0,0,0.02,0.2,0.509,0.73,0.85,0.914,0.96,0.975,0.983,0.988,0.992,0.996,0.995,0.995,0.996,0,0,0,0,0,0,0,0,0,0]
["LAM58","S",1.70442271,0.0102493947,0.177856842,0.0457681919,1.42572647,153.526719,0,0,0,0,10,0,0,0,0,0,0,0,0.06,0.33,0.61,0.79,0.88,0.932,0.971,0.981,0.987,0.991,0.994,0.998,0.998,0.998,0.998,0,0,0,0,0,0,0,0,0,0]
["LAM59","S",1.62694497,0.00875749730999999,0.190668109,0.0377972424,1.28107869,123.778354,0,0,0,0,10,0,0,0,0,0,0,0.04,0.28,0.59,0.78,0.88,0.931,0.956,0.977,0.984,0.988,0.992,0.994,0.997,0.996,0.996,0.997,0,0,0,0,0,0,0,0,0,0]
["LAM60","L",2.9745038,-0.014898498,0.022058854,0.0007492073,{"v":-4.2104743e-05,"d":"-4.21E-05"},{"v":3.1048673e-06,"d":"3.10E-06"},0,0,0,0,10,0,0,0,0,0,0.02,0.19,0.47,0.68,0.81,0.89,0.937,0.96,0.98,0.987,0.991,0.994,0.996,0.997,0.996,0.997,0.997,0,0,0,0,0,0,0,0,0,0]
["LAM61","S",1.70602421,0.00957977141999999,0.18271603,0.0404409651,1.20483299,127.570994,0,0,0,0,10,0,0,0,0,0,0,0.03,0.24,0.54,0.75,0.86,0.926,0.954,0.977,0.984,0.989,0.992,0.995,0.998,0.997,0.996,0.997,0,0,0,0,0,0,0,0,0,0]
["LAM62","L",3.0836934,-0.01269819,0.030624005,{"v":1.4426545E-3,"d":"1.44E-03"},{"v":-7.205987e-05,"d":"-7.21E-05"},{"v":1.022632E-5,"d":"1.02E-05"},0,0,0,0,10,0,0,0,0,0,0,0,0,0,0.09,0.32,0.55,0.72,0.87,0.932,0.959,0.973,0.982,0.991,0.993,0.993,0.993,0,0,0,0,0,0,0,0,0,0]
["LAM65","L",2.9663702,-0.009881808,0.030172952,0.0013099888,{"v":-4.795949E-5,"d":"-4.80E-05"},{"v":7.8903505e-06,"d":"7.89E-06"},0,0,0,0,10,0,0,0,0,0,0,0,0.15,0.47,0.7,0.82,0.89,0.934,0.97,0.982,0.989,0.993,0.996,0.998,0.998,0.997,0.998,0,0,0,0,0,0,0,0,0,0]
["LAM66","L",3.1437117,-0.015620045,0.031893839,0.0017196133,{"v":-9.6995128e-05,"d":"-9.70E-05"},{"v":1.1680925E-5,"d":"1.17E-05"},0,0,0,0,10,0,0,0,0,0,0,0,0.04,0.32,0.61,0.76,0.83,0.88,0.932,0.956,0.97,0.979,0.985,0.994,0.994,0.994,0.997,0,0,0,0,0,0,0,0,0,0]
["LAM7","S",1.7341919,0.0111075471,0.231489594,0.0515327669,1.51709567,163.413427,0,0,0,0,10,0,0,0,0,0,0,0,0.13,0.44,0.69,0.82,0.89,0.931,0.964,0.977,0.985,0.99,0.994,0.998,0.998,0.998,0.998,0,0,0,0,0,0,0,0,0,0]
["LAM8","L",2.9336143,-0.011555935,0.025112788,0.0011833889,{"v":-7.8681426e-05,"d":"-7.87E-05"},{"v":7.5430613e-06,"d":"7.54E-06"},0,0,0,0,10,0,0,0,0,0,0,0,0,0.09,0.34,0.59,0.75,0.84,0.927,0.956,0.968,0.978,0.985,0.992,0.991,0.991,0.993,0,0,0,0,0,0,0,0,0,0]
["LASF06","L",3.2996466,-0.015552049,0.030134315,0.00098727548,{"v":-3.3381126e-05,"d":"-3.34E-05"},{"v":3.289418e-06,"d":"3.29E-06"},0,0,0,0,10,0,0,0,0,0.03,0.12,0.26,0.43,0.61,0.74,0.84,0.9,0.935,0.965,0.977,0.984,0.989,0.991,0.994,0.992,0.993,0.994,0,0,0,0,0,0,0,0,0,0]
["LBAL35","S",1.1626263,0.0125957437,0.325661051,{"v":-0.0032691105,"d":"-3.27E-03"},{"v":1.35132486,"d":"1.35E+00"},{"v":119.214596,"d":"1.19E+02"},0,0,0,0,10,0,0,0.06,0.27,0.53,0.73,0.85,0.922,0.956,0.975,0.984,0.989,0.992,0.993,0.993,0.995,0.996,0.998,0.999,0.998,0.998,0.998,0.999,0.998,0.997,0.997,0.991,0.994,0.989,0.978,0.934,0.81]
["LBAL35P","S",0.806742194,0.0148836231,0.690488648,{"v":0.00251943058,"d":"2.52E-03"},{"v":1.26477947,"d":"1.26E+00"},{"v":111.31457,"d":"1.11E+02"},0,0,0,0,10,0,0,0.06,0.27,0.53,0.73,0.85,0.922,0.956,0.975,0.984,0.989,0.992,0.993,0.993,0.995,0.996,0.998,0.999,0.998,0.998,0.998,0.999,0.998,0.997,0.997,0.991,0.994,0.989,0.978,0.934,0.81]
["LBAL42","S",1.39528097,0.011186203,0.072551952,-0.0246748575,1.66335848,167.717958,0,0,0,0,10,0.03,0.14,0.32,0.55,0.73,0.85,0.924,0.96,0.978,0.987,0.992,0.994,0.995,0.996,0.996,0.996,0.998,0.998,0.999,0.999,0.998,0.999,0.999,0.999,0.999,0.999,0.988,0.993,0.983,0.968,0.901,0.83]
["LBAL42P","S",0.881090017,0.0148496655,0.595038859,0.00163577371,1.22582098,125.11372,0,0,0,0,10,0.03,0.14,0.32,0.55,0.73,0.85,0.924,0.96,0.978,0.987,0.992,0.994,0.995,0.996,0.996,0.996,0.998,0.998,0.999,0.999,0.998,0.999,0.999,0.999,0.999,0.999,0.988,0.993,0.983,0.968,0.901,0.83]
["LBAL43","S",1.04745291,0.00563209756,0.428452873,{"v":0.0188321416,"d":"1.88E-02"},{"v":1.14111303,"d":"1.14E+00"},{"v":114.197069,"d":"1.14E+02"},0,0,0,0,10,0,0,0.29,0.51,0.7,0.83,0.906,0.949,0.971,0.983,0.988,0.99,0.996,0.997,0.996,0.998,0.999,0.999,0.999,0.999,0.999,0.999,0.999,0.999,0.999,0.999,0.993,0.997,0.988,0.975,0.914,0.84]
["LBBH1","S",2.56597628,0.0205164012,0.526892298,{"v":0.0831737967,"d":"8.32E-02"},{"v":1.27957402,"d":"1.28E+00"},{"v":109.78774,"d":"1.10E+02"},0,0,0,0,10,0,0,0,0,0,0,0,0,0,0,0,0,0,0.01,0.51,0.86,0.948,0.971,0.984,0.98,0.977,0.978,0.983,0.988,0.991,0.995,0.995,0.993,0.987,0.975,0.945,0.87]
["LBBH2","S",2.53279005,0.0186909889,0.583375125,{"v":0.0765409078,"d":"7.65E-02"},{"v":1.5299288,"d":"1.53E+00"},{"v":112.197368,"d":"1.12E+02"},0,0,0,0,10,0,0,0,0,0,0,0,0,0,0,0,0,0,0.33,0.84,0.949,0.974,0.983,0.989,0.986,0.986,0.988,0.991,0.997,0.996,0.996,0.996,0.991,0.984,0.968,0.911,0.81]
["LBSL7","S",0.917473918,0.00527701411,0.352687665,0.0170809497,1.05579788,104.302583,0,0,0,0,10,0,0,0.08,0.4,0.71,0.87,0.942,0.973,0.986,0.992,0.994,0.996,0.997,0.997,0.997,0.997,0.998,0.999,0.999,0.999,0.999,0.999,0.999,0.999,0.999,0.999,0.974,0.994,0.988,0.974,0.87,0.8]
["LBSM15","L",2.5906124,-0.010401629,0.015516243,{"v":2.4991384E-4,"d":"2.50E-04"},{"v":1.2517801E-6,"d":"1.25E-06"},{"v":1.0955256e-07,"d":"1.10E-07"},0,0,0,0,10,0,0,0,0.13,0.4,0.65,0.81,0.902,0.947,0.97,0.982,0.988,0.992,0.994,0.994,0.995,0.996,0.998,0.999,0.998,0.998,0.999,0,0,0,0,0,0,0,0,0,0]
["LLAH53","S",1.87409991,0.00993318344,0.297921402,0.0405501825,1.35064285,100.5022,0,0,0,0,10,0,0,0,0,0,0,0.16,0.47,0.7,0.83,0.89,0.929,0.95,0.97,0.979,0.985,0.989,0.993,0.997,0.997,0.998,0.998,0.999,0.999,0.999,0.999,0.997,0.996,0.988,0.969,0.919,0.73]
["LLAH81","S",1.89927344,0.0102901828,0.270978866,0.0424227173,1.33163819,100.967566,0,0,0,0,10,0,0,0,0,0,0,0.09,0.37,0.65,0.81,0.89,0.932,0.954,0.974,0.982,0.987,0.991,0.994,0.997,0.997,0.998,0.998,0.999,0.999,0.999,0.998,0.995,0.993,0.985,0.966,0.91,0.72]
["LLAH83","S",1.82331579,0.00911468875,0.548625885,0.032841967,1.63182855,123.611174,0,0,0,0,10,0,0,0,0.03,0.15,0.33,0.51,0.66,0.77,0.85,0.905,0.933,0.95,0.966,0.975,0.982,0.988,0.992,0.997,0.997,0.997,0.998,0.998,0.998,0.998,0.998,0.997,0.996,0.991,0.977,0.946,0.82]
["LLAH84","S",1.83606127,0.00981969903,0.341720032,0.0385636264,1.35280173,107.04553,0,0,0,0,10,0,0,0,0,0,0,0.2,0.54,0.76,0.87,0.922,0.95,0.965,0.979,0.985,0.99,0.993,0.996,0.998,0.998,0.998,0.999,0.999,0.999,0.999,0.999,0.998,0.997,0.992,0.975,0.942,0.79]
["LLAH84P","S",1.83485816,0.009788482,0.355717498,0.03837087,1.37757002,109.71692,0,0,0,0,10,0,0,0,0,0,0,0.2,0.54,0.76,0.87,0.922,0.95,0.965,0.979,0.985,0.99,0.993,0.996,0.998,0.998,0.998,0.999,0.999,0.999,0.999,0.999,0.998,0.997,0.992,0.975,0.942,0.79]
["LLAH85","S",1.93889988,0.00996381644,0.39787919,0.036975114,1.49937713,107.951467,0,0,0,0,10,0,0,0,0,0,0.04,0.24,0.49,0.67,0.78,0.85,0.9,0.924,0.951,0.965,0.975,0.983,0.99,0.998,0.999,0.999,0.999,0.999,0.999,0.999,0.999,0.999,0.999,0.996,0.982,0.947,0.8]
["LLAH85V","S",1.97460503,0.0101854258,0.361903592,0.0384829118,1.38433241,103.713627,0,0,0,0,10,0,0,0,0,0,0,0.05,0.3,0.58,0.77,0.86,0.915,0.944,0.971,0.981,0.987,0.992,0.995,0.999,0.999,0.999,0.999,0.999,0.999,0.999,0.999,0.999,0.998,0.992,0.973,0.933,0.77]
["LLAH86","S",2.11102709,0.0120714135,0.370368094,0.0532464416,1.62687484,109.166396,0,0,0,0,10,0,0,0,0,0,0,0,0,0.05,0.28,0.55,0.72,0.82,0.909,0.945,0.963,0.975,0.982,0.993,0.996,0.997,0.999,0.999,0.999,0.999,0.999,0.999,0.998,0.992,0.974,0.92,0.74]
["LLAH87","S",1.44196269,7.31826717E-3,0.617507311,0.0245370775,1.21890079,105.976009,0,0,0,0,10,0,0,0.19,0.31,0.45,0.6,0.73,0.83,0.9,0.941,0.964,0.977,0.984,0.991,0.994,0.996,0.998,0.999,0.999,0.999,0.999,0.999,0.999,0.999,0.999,0.999,0.999,0.999,0.996,0.98,0.95,0.82]
["LLAH90","S",1.97595301,0.0104276395,0.283924985,0.0427708222,1.35176368,101.45371,0,0,0,0,10,0,0,0,0,0,0,0.05,0.26,0.55,0.73,0.84,0.903,0.936,0.966,0.978,0.985,0.99,0.994,0.998,0.998,0.998,0.999,0.999,0.998,0.997,0.997,0.996,0.994,0.988,0.969,0.925,0.75]
["LLAH91","S",1.26144128,0.00572512582,0.782115273,{"v":0.0219829752,"d":"2.20E-02"},{"v":1.15823645,"d":"1.16E+00"},{"v":88.04822,"d":"8.80E+01"},0,0,0,0,10,0.15,0.32,0.46,0.59,0.69,0.78,0.85,0.902,0.937,0.954,0.973,0.981,0.986,0.991,0.993,0.996,0.997,0.998,0.999,0.999,0.999,0.999,0.999,0.999,0.999,0.999,0.997,0.996,0.988,0.963,0.905,0.67]
["LLAH94","S",2.0062142,0.0105499238,0.347029888,{"v":0.0445845013,"d":"4.46E-02"},{"v":1.41688382,"d":"1.42E+00"},{"v":105.99525,"d":"1.06E+02"},0,0,0,0,10,0,0,0,0,0,0,0,0.06,0.31,0.58,0.75,0.85,0.908,0.957,0.975,0.983,0.989,0.993,0.998,0.998,0.999,0.999,0.999,0.998,0.999,0.999,0.997,0.996,0.989,0.97,0.923,0.74]
["LLAL12","S",1.28516283,0.00641062082,0.478333797,{"v":0.0214815099,"d":"2.15E-02"},{"v":1.21605301,"d":"1.22E+00"},{"v":100.243378,"d":"1.00E+02"},0,0,0,0,10,0,0,0.1,0.21,0.37,0.55,0.7,0.81,0.89,0.937999999999999,0.962,0.975,0.982,0.987,0.99,0.992,0.995,0.997,0.998,0.996,0.997,0.998,0.999,0.998,0.998,0.999,0.997,0.996,0.989,0.972,0.922,0.74]
["LLAL13","S",1.17776146,0.00557618243,0.634591345,{"v":0.0206821469,"d":"2.07E-02"},{"v":1.20435649,"d":"1.20E+00"},{"v":99.6322776,"d":"9.96E+01"},0,0,0,0,10,0.01,0.06,0.15,0.28,0.45,0.61,0.74,0.84,0.913,0.949,0.969,0.979,0.984,0.989,0.991,0.993,0.995,0.997,0.998,0.997,0.997,0.998,0.999,0.999,0.999,0.999,0.996,0.995,0.988,0.969,0.918,0.72]
["LLAL15","S",1.07959634,4.70047543E-3,0.731872134,0.0198615758,1.17111107,87.03599,0,0,0,0,10,0.39,0.53,0.64,0.73,0.8,0.87,0.916,0.948,0.968,0.98,0.987,0.991,0.993,0.995,0.997,0.997,0.998,0.999,0.999,0.999,0.999,0.999,0.999,0.999,0.999,0.999,0.99,0.991,0.979,0.949,0.85,0.59]
["LLAM60","S",1.47574184,0.0073695,0.496132743,0.0251891746,1.23796236,98.0306650999999,0,0,0,0,10,0,0,0,0.09,0.33,0.56,0.72,0.83,0.904,0.944,0.965,0.977,0.983,0.988,0.991,0.993,0.996,0.997,0.998,0.998,0.998,0.999,0.999,0.999,0.999,0.999,0.998,0.997,0.991,0.974,0.936,0.75]
["LLAM69","S",1.7403896,0.010339887,0.176996917,0.0484822765,1.76775413,136.671996,0,0,0,0,10,0,0,0,0,0,0,0.04,0.26,0.53,0.71,0.81,0.87,0.91,0.947,0.963,0.974,0.983,0.989,0.995,0.994,0.994,0.996,0.998,0.998,0.998,0.999,0.997,0.995,0.987,0.971,0.925,0.76]
["LLAM72","S",1.50483297,0.0075034233,0.433346414,{"v":0.026900952,"d":"2.69E-02"},{"v":1.2714921,"d":"1.27E+00"},{"v":95.7631272,"d":"9.58E+01"},0,0,0,0,10,0,0,0.08,0.22,0.39,0.56,0.7,0.81,0.88,0.926,0.951,0.966,0.974,0.981,0.985,0.989,0.992,0.995,0.997,0.996,0.996,0.997,0.998,0.998,0.998,0.998,0.997,0.991,0.991,0.975,0.93,0.74]
["LNBH54","S",2.00722652,0.0135705124,0.442086773,{"v":0.0591808873,"d":"5.92E-02"},{"v":3.37287426,"d":"3.37E+00"},{"v":219.832665,"d":"2.20E+02"},0,0,0,0,10,0,0,0,0,0,0,0,0,0,0.07,0.24,0.41,0.56,0.76,0.86,0.916,0.943,0.96,0.985,0.993,0.994,0.996,0.998,0.998,0.999,0.999,0.998,0.997,0.994,0.989,0.976,0.946]
["LPHL1","S",1.07570798,0.00591654042,0.335020347,{"v":0.0203432769,"d":"2.03E-02"},{"v":0.810997558,"d":"8.11E-01"},{"v":106.182158,"d":"1.06E+02"},0,0,0,0,10,0,0,0,0.06,0.37,0.7,0.88,0.952,0.981,0.99,0.994,0.996,0.996,0.996,0.996,0.997,0.997,0.998,0.999,0.999,0.999,0.999,0.999,0.999,0.999,0.999,0.998,0.986,0.955,0.923,0.86,0.83]
["LPHL2","S",1.08137176,0.00594210177,0.31325766,{"v":0.0198011567,"d":"1.98E-02"},{"v":0.879192863,"d":"8.79E-01"},{"v":109.893817,"d":"1.10E+02"},0,0,0,0,10,0,0,0.01,0.16,0.49,0.75,0.89,0.954,0.98,0.991,0.995,0.997,0.997,0.997,0.997,0.997,0.997,0.998,0.999,0.999,0.998,0.999,0.999,0.999,0.999,0.999,0.998,0.989,0.964,0.939,0.89,0.86]
["LTIH53","S",1.83464643,0.0134992001,0.415079602,{"v":0.0618608854,"d":"6.19E-02"},{"v":2.82563492,"d":"2.83E+00"},{"v":201.62917,"d":"2.02E+02"},0,0,0,0,10,0,0,0,0,0,0,0,0,0,0.08,0.32,0.55,0.71,0.87,0.93,0.954,0.967,0.976,0.99,0.992,0.989,0.992,0.997,0.998,0.998,0.999,0.996,0.994,0.986,0.981,0.956,0.934]
["LTIM28","S",1.52780829,0.0114135883,0.232776367,0.0559068566,1.71638781,171.5118,0,0,0,0,10,0,0,0,0,0,0,0,0.01,0.21,0.6,0.82,0.903,0.94,0.969,0.979,0.984,0.988,0.991,0.997,0.996,0.995,0.997,0.999,0.999,0.999,0.999,0.998,0.995,0.98,0.962,0.927,0.89]
["LTIM28P","S",1.53013396,0.0114236857,0.24536228,{"v":0.0555101852,"d":"5.55E-02"},{"v":1.78233031,"d":"1.78E+00"},{"v":179.0743,"d":"1.79E+02"},0,0,0,0,10,0,0,0,0,0,0,0,0.01,0.21,0.6,0.82,0.903,0.94,0.969,0.979,0.984,0.988,0.991,0.997,0.996,0.995,0.997,0.999,0.999,0.999,0.999,0.998,0.995,0.98,0.962,0.927,0.89]
["NSL1","L",2.247433,-0.0076307457,0.011973259,{"v":-8.8716432e-05,"d":"-8.87E-05"},{"v":3.0900378E-5,"d":"3.09E-05"},{"v":-1.2969065e-06,"d":"-1.30E-06"},0,0,0,0,10,0.01,0.11,0.36,0.63,0.81,0.919,0.963,0.983,0.991,0.993,0.992,0.996,0.996,0.996,0.996,0.997,0.997,0.997,0.998,0.997,0.996,0.997,0,0,0,0,0,0,0,0,0,0]
["NSL2","L",2.264123,-8.4751211E-3,0.012235009,1.9440707E-4,{"v":3.3532117e-07,"d":"3.35E-07"},{"v":3.8319936E-7,"d":"3.83E-07"},0,0,0,0,10,0,0,0.06,0.38,0.69,0.86,0.936,0.969,0.984,0.989,0.988,0.994,0.996,0.995,0.995,0.996,0.996,0.997,0.997,0.997,0.996,0.996,0,0,0,0,0,0,0,0,0,0]
["NSL21","L",2.29762,-0.008957453,0.011345735,{"v":0.0003659142,"d":"3.66E-04"},{"v":-2.4716039e-05,"d":"-2.47E-05"},{"v":1.3547981E-6,"d":"1.35E-06"},0,0,0,0,10,0,0.05,0.22,0.49,0.73,0.86,0.937999999999999,0.97,0.985,0.99,0.99,0.995,0.997,0.997,0.996,0.997,0.998,0.998,0.998,0.998,0.998,0.998,0,0,0,0,0,0,0,0,0,0]
["NSL23","L",2.2753527,-0.0097044007,0.010204761,{"v":0.00058953834,"d":"5.90E-04"},{"v":-5.4262617e-05,"d":"-5.43E-05"},{"v":2.8312205e-06,"d":"2.83E-06"},0,0,0,0,10,0,0.03,0.18,0.45,0.71,0.86,0.942,0.975,0.987,0.991,0.991,0.995,0.997,0.996,0.996,0.997,0.997,0.998,0.998,0.998,0.997,0.997,0,0,0,0,0,0,0,0,0,0]
["NSL3","L",2.2696946,-0.0071500023,0.01337006,-0.00027615084,{"v":6.605453e-05,"d":"6.61E-05"},{"v":-3.1806333e-06,"d":"-3.18E-06"},0,0,0,0,10,0,0,0.08,0.41,0.7,0.86,0.939,0.972,0.985,0.99,0.989,0.994,0.996,0.996,0.995,0.996,0.996,0.997,0.998,0.997,0.996,0.997,0,0,0,0,0,0,0,0,0,0]
["NSL31","L",2.3331378,-0.0087210256,0.013430507,0.00051698781,{"v":-2.6478567e-05,"d":"-2.65E-05"},{"v":1.8922097e-06,"d":"1.89E-06"},0,0,0,0,10,0,0,0,0.18,0.54,0.78,0.89,0.952,0.975,0.985,0.985,0.992,0.996,0.995,0.994,0.996,0.996,0.997,0.998,0.997,0.996,0.997,0,0,0,0,0,0,0,0,0,0]
["NSL32","L",2.2934249,-0.0097585308,0.011702488,0.00084957473,{"v":-7.4193404e-05,"d":"-7.42E-05"},{"v":4.3084638e-06,"d":"4.31E-06"},0,0,0,0,10,0,0,0.02,0.28,0.62,0.82,0.922,0.966,0.982,0.987,0.988,0.993,0.996,0.994,0.992,0.994,0.995,0.996,0.997,0.996,0.995,0.996,0,0,0,0,0,0,0,0,0,0]
["NSL33","L",2.2582399,-0.0079875836,0.012575688,0.00022130477,{"v":1.0685962E-6,"d":"1.07E-06"},{"v":3.9764383e-07,"d":"3.98E-07"},0,0,0,0,10,0,0,0,0,0,0,0.933,0.969,0.984,0.988,0.988,0.994,0.995,0.995,0.994,0.996,0.996,0.997,0.997,0.996,0.995,0.996,0.995,0.994,0,0,0,0,0,0,0,0]
["NSL34","L",2.3131229,-0.0084152471,0.013018721,{"v":0.00055940345,"d":"5.59E-04"},{"v":-3.8914256e-05,"d":"-3.89E-05"},{"v":2.5699081e-06,"d":"2.57E-06"},0,0,0,0,10,0,0,0.01,0.25,0.62,0.83,0.928,0.966,0.983,0.989,0.989,0.994,0.996,0.995,0.994,0.995,0.996,0.997,0.997,0.997,0.996,0.997,0,0,0,0,0,0,0,0,0,0]
["NSL35","L",2.2838156,-0.0098364566,0.011631163,{"v":8.7378491E-4,"d":"8.74E-04"},{"v":-8.0057876e-05,"d":"-8.01E-05"},{"v":4.7731063e-06,"d":"4.77E-06"},0,0,0,0,10,0,0,0.01,0.25,0.65,0.85,0.936,0.97,0.983,0.988,0.989,0.994,0.996,0.996,0.996,0.997,0.998,0.998,0.998,0.998,0.998,0.998,0,0,0,0,0,0,0,0,0,0]
["NSL36","L",2.2662081,-0.0088952487,0.012603849,{"v":3.7585407E-4,"d":"3.76E-04"},{"v":-1.3858677E-5,"d":"-1.39E-05"},{"v":1.28332E-6,"d":"1.28E-06"},0,0,0,0,10,0,0,0.03,0.36,0.7,0.87,0.942,0.971,0.984,0.988,0.991,0.995,0.996,0.996,0.996,0.997,0.997,0.998,0.998,0.998,0.997,0.998,0,0,0,0,0,0,0,0,0,0]
["NSL5","L",2.2843023,-0.0081328625,0.012409483,{"v":-7.4467655e-06,"d":"-7.45E-06"},{"v":2.8693704E-5,"d":"2.87E-05"},{"v":-1.2376162e-06,"d":"-1.24E-06"},0,0,0,0,10,0,0,0.02,0.27,0.61,0.81,0.913,0.955,0.977,0.985,0.986,0.993,0.996,0.996,0.995,0.996,0.996,0.997,0.998,0.997,0.996,0.997,0,0,0,0,0,0,0,0,0,0]
["NSL50","L",2.283052,-0.0076470785,0.013575627,-3.7361196E-4,{"v":7.5949631E-5,"d":"7.59E-05"},{"v":-3.4368238e-06,"d":"-3.44E-06"},0,0,0,0,10,0,0,0.04,0.35,0.69,0.86,0.939,0.97,0.985,0.991,0.99,0.995,0.997,0.997,0.995,0.996,0.997,0.997,0.998,0.997,0.996,0.997,0,0,0,0,0,0,0,0,0,0]
["NSL51","L",2.2872756,-0.0092242179,0.01133427,0.00039183773,{"v":-2.3412398e-05,"d":"-2.34E-05"},{"v":1.4106367E-6,"d":"1.41E-06"},0,0,0,0,10,0,0,0.05,0.36,0.67,0.84,0.932,0.969,0.985,0.991,0.99,0.995,0.996,0.996,0.995,0.996,0.996,0.997,0.998,0.997,0.996,0.997,0,0,0,0,0,0,0,0,0,0]
["NSL7","L",2.2524157,-0.008626195,0.011155352,{"v":0.00020721565,"d":"2.07E-04"},{"v":-2.6893015e-07,"d":"-2.69E-07"},{"v":3.8724966E-8,"d":"3.87E-08"},0,0,0,0,10,0,0,0,0,0,0,0.942,0.974,0.986,0.989,0.988,0.994,0.996,0.995,0.994,0.995,0.996,0.997,0.997,0.997,0.996,0.997,0.998,0.997,0,0,0,0,0,0,0,0]
["PBH1","S",1.55408138,0.0120146818,0.289397861,{"v":0.0532883208,"d":"5.33E-02"},{"v":1.06727944,"d":"1.07E+00"},{"v":122.863029,"d":"1.23E+02"},0,0,0,0,10,0,0,0,0,0,0,0.03,0.35,0.7,0.86,0.93,0.958,0.972,0.986,0.991,0.994,0.996,0.997,0.999,0.999,0.999,0.999,0.999,0.999,0.999,0.999,0.997,0.997,0.989,0.982,0.96,0.948]
["PBH10","L",2.8778739,-0.010244063,0.033846634,1.8336135E-3,{"v":-7.8721902e-05,"d":"-7.87E-05"},{"v":1.4142908E-5,"d":"1.41E-05"},0,0,0,0,10,0,0,0,0,0,0,0,0,0,0,0,0,0,0.944,0.973,0.984,0.989,0.993,0.997,0.996,0.995,0.996,0.999,0.999,0,0,0,0,0,0,0,0]
["PBH11","L",3.0523317,-0.010699896,0.040026761,0.0027411266,-0.00016825655,{"v":2.453957e-05,"d":"2.45E-05"},0,0,0,0,10,0,0,0,0,0,0,0,0,0,0,0,0,0,0,0.955,0.976,0.986,0.992,0.996,0.996,0.994,0.996,0,0,0,0,0,0,0,0,0,0]
["PBH11W","L",3.0523317,-0.010699896,0.040026761,0.0027411266,-0.00016825655,{"v":2.453957e-05,"d":"2.45E-05"},0,0,0,0,10,0,0,0,0,0,0,0,0,0,0,0,0,0,0.919,0.968,0.982,0.989,0.993,0.997,0.997,0.995,0.997,0,0,0,0,0,0,0,0,0,0]
["PBH13","L",2.9161406,-0.010147718,0.035077729,{"v":0.0020869984,"d":"2.09E-03"},{"v":-0.00011077712,"d":"-1.11E-04"},{"v":1.7236453e-05,"d":"1.72E-05"},0,0,0,0,10,0,0,0,0,0,0,0,0,0,0,0,0,0,0.936,0.968,0.981,0.988,0.992,0.997,0.996,0.994,0.996,0.999,0.999,0,0,0,0,0,0,0,0]
["PBH13W","L",2.9161406,-0.010147718,0.035077729,{"v":0.0020869984,"d":"2.09E-03"},{"v":-0.00011077712,"d":"-1.11E-04"},{"v":1.7236453e-05,"d":"1.72E-05"},0,0,0,0,10,0,0,0,0,0,0,0,0,0,0,0,0,0,0.963,0.982,0.988,0.992,0.994,0.997,0.997,0.996,0.997,0.999,0.999,0,0,0,0,0,0,0,0]
["PBH14","L",2.9836628,-0.012013213,0.035225183,{"v":0.0031766736,"d":"3.18E-03"},{"v":-0.000253238,"d":"-2.53E-04"},{"v":2.7797101e-05,"d":"2.78E-05"},0,0,0,0,10,0,0,0,0,0,0,0,0,0,0,0,0,0,0.905,0.962,0.978,0.986,0.991,0.996,0.995,0.995,0.996,0,0,0,0,0,0,0,0,0,0]
["PBH14W","L",2.9836628,-0.012013213,0.035225183,{"v":0.0031766736,"d":"3.18E-03"},{"v":-0.000253238,"d":"-2.53E-04"},{"v":2.7797101e-05,"d":"2.78E-05"},0,0,0,0,10,0,0,0,0,0,0,0,0,0,0,0,0,0,0.948,0.978,0.987,0.991,0.994,0.997,0.997,0.996,0.997,0,0,0,0,0,0,0,0,0,0]
["PBH18","L",2.8593245,-0.010210027,0.031973162,{"v":0.0020206869,"d":"2.02E-03"},{"v":-1.1399314E-4,"d":"-1.14E-04"},{"v":1.4012932E-5,"d":"1.40E-05"},0,0,0,0,10,0,0,0,0,0,0,0.02,0.23,0.52,0.71,0.82,0.89,0.936,0.972,0.984,0.989,0.993,0.995,0.998,0.997,0.996,0.997,0.999,0.999,0.999,0,0,0,0,0,0,0]
["PBH21","L",3.4944623,-0.011841444,0.058192781,5.2006403E-3,-0.00036676216,{"v":5.3080361e-05,"d":"5.31E-05"},0,0,0,0,10,0,0,0,0,0,0,0,0,0,0,0.02,0.18,0.41,0.71,0.85,0.911,0.948,0.97,0.99,0.99,0.987,0.985,0,0,0,0,0,0,0,0,0,0]
["PBH23","L",3.0554324,-0.010867434,0.038522891,0.0030173971,-0.0002129474,{"v":2.4864803e-05,"d":"2.49E-05"},0,0,0,0,10,0,0,0,0,0,0,0,0,0,0,0,0,0,0.948,0.975,0.986,0.992,0.995,0.998,0.998,0.997,0.998,0.999,0.999,0,0,0,0,0,0,0,0]
["PBH23W","L",3.0554324,-0.010867434,0.038522891,0.0030173971,-0.0002129474,{"v":2.4864803e-05,"d":"2.49E-05"},0,0,0,0,10,0,0,0,0,0,0,0,0,0,0,0,0,0,0.964,0.983,0.99,0.994,0.996,0.998,0.998,0.998,0.998,0.999,0.999,0,0,0,0,0,0,0,0]
["PBH25","L",2.9830277,-0.010435952,0.036346467,2.6194115E-3,-1.7513176E-4,{"v":2.1325099e-05,"d":"2.13E-05"},0,0,0,0,10,0,0,0,0,0,0,0,0,0,0,0,0,0,0.93,0.964,0.979,0.987,0.992,0.997,0.996,0.995,0.996,0.999,0.999,0,0,0,0,0,0,0,0]
["PBH25W","L",2.9830277,-0.010435952,0.036346467,2.6194115E-3,-1.7513176E-4,{"v":2.1325099e-05,"d":"2.13E-05"},0,0,0,0,10,0,0,0,0,0,0,0,0,0.02,0.24,0.57,0.78,0.88,0.96,0.98,0.988,0.992,0.995,0.998,0.998,0.998,0.998,0,0,0,0,0,0,0,0,0,0]
["PBH3","S",1.59470208,0.0122277091,0.317791814,{"v":0.0544975824,"d":"5.45E-02"},{"v":1.29219485,"d":"1.29E+00"},{"v":147.63368,"d":"1.48E+02"},0,0,0,0,10,0,0,0,0,0,0,0,0.1,0.4,0.66,0.79,0.86,0.913,0.959,0.978,0.988,0.993,0.996,0.998,0.999,0.998,0.999,0.999,0.999,0.999,0.999,0.997,0.996,0.986,0.977,0.951,0.934]
["PBH3W","L",2.9157717,-0.0100817,0.03409894,0.0021965014,-1.2386955E-4,{"v":1.5766843e-05,"d":"1.58E-05"},0,0,0,0,10,0,0,0,0,0,0,0,0,0,0,0,0.92,0.95,0.977,0.987,0.991,0.994,0.996,0.998,0.998,0.998,0.998,0.999,0.999,0,0,0,0,0,0,0,0]
["PBH4","L",2.961379,-0.0098262329,0.036779565,2.0712902E-3,{"v":-9.3348652e-05,"d":"-9.33E-05"},{"v":1.5491439e-05,"d":"1.55E-05"},0,0,0,0,10,0,0,0,0,0,0,0,0,0,0,0,0,0.912,0.961,0.979,0.986,0.991,0.994,0.998,0.997,0.995,0.997,0.999,0.999,0,0,0,0,0,0,0,0]
["PBH4W","L",2.961379,-0.0098262329,0.036779565,2.0712902E-3,{"v":-9.3348652e-05,"d":"-9.33E-05"},{"v":1.5491439e-05,"d":"1.55E-05"},0,0,0,0,10,0,0,0,0,0,0,0,0,0,0,0,0.906,0.946,0.978,0.988,0.992,0.995,0.997,0.998,0.998,0.998,0.998,0.999,0.999,0,0,0,0,0,0,0,0]
["PBH51","L",2.8556754,-0.010258009,0.031568433,{"v":2.104781E-3,"d":"2.10E-03"},{"v":-0.00012865139,"d":"-1.29E-04"},{"v":1.4794523E-5,"d":"1.48E-05"},0,0,0,0,10,0,0,0,0,0,0,0.01,0.16,0.44,0.65,0.78,0.87,0.923,0.969,0.984,0.99,0.994,0.996,0.998,0.997,0.997,0.997,0,0,0,0,0,0,0,0,0,0]
["PBH53","L",3.2498918,-0.010466366,0.048000686,3.1859922E-3,-1.5447369E-4,{"v":2.6258671e-05,"d":"2.63E-05"},0,0,0,0,10,0,0,0,0,0,0,0,0,0,0,0,0,0,0.909,0.958,0.979,0.989,0.994,0.998,0.998,0.998,0.999,0,0,0,0,0,0,0,0,0,0]
["PBH53W","L",3.2498918,-0.010466366,0.048000686,3.1859922E-3,-1.5447369E-4,{"v":2.6258671e-05,"d":"2.63E-05"},0,0,0,0,10,0,0,0,0,0,0,0,0,0,0,0,0,0,0.954,0.976,0.986,0.991,0.995,0.998,0.999,0.998,0.999,0,0,0,0,0,0,0,0,0,0]
["PBH54","L",2.9478642,-0.0097996404,0.036104697,0.0021524667,-1.187928E-4,{"v":1.7091469e-05,"d":"1.71E-05"},0,0,0,0,10,0,0,0,0,0,0,0,0.07,0.34,0.59,0.75,0.84,0.901,0.952,0.973,0.984,0.99,0.993,0.997,0.996,0.995,0.996,0,0,0,0,0,0,0,0,0,0]
["PBH55","S",1.81022611,0.013972897,0.447772917,0.0582195245,1.12017569,120.984115,0,0,0,0,10,0,0,0,0,0,0,0,0,0.08,0.47,0.77,0.904,0.953,0.982,0.99,0.992,0.995,0.996,0.998,0.998,0.997,0.997,0.998,0.998,0.999,0.999,0.997,0.996,0.998,0.98,0.954,0.924]
["PBH56","S",1.78552677,0.0136046011,0.446684871,0.0570875152,1.21749317,129.967536,0,0,0,0,10,0,0,0,0,0,0,0,0,0.22,0.62,0.84,0.927,0.962,0.985,0.992,0.995,0.996,0.998,0.999,0.998,0.998,0.998,0.998,0.999,0.999,0.999,0.996,0.996,0.986,0.975,0.942,0.905]
["PBH6","L",3.120642,-0.011286328,0.040543249,{"v":0.0033876996,"d":"3.39E-03"},{"v":-0.00024180036,"d":"-2.42E-04"},{"v":2.7440285e-05,"d":"2.74E-05"},0,0,0,0,10,0,0,0,0,0,0,0,0,0,0,0,0,0,0.945,0.974,0.985,0.991,0.995,0.998,0.998,0.997,0.998,0.998,0.999,0,0,0,0,0,0,0,0]
["PBH6W","L",3.120642,-0.011286328,0.040543249,{"v":0.0033876996,"d":"3.39E-03"},{"v":-0.00024180036,"d":"-2.42E-04"},{"v":2.7440285e-05,"d":"2.74E-05"},0,0,0,0,10,0,0,0,0,0,0,0,0,0,0,0,0,0,0.957,0.981,0.99,0.994,0.996,0.998,0.998,0.998,0.998,0.999,0.999,0,0,0,0,0,0,0,0]
["PBH71","S",1.97039844,0.0155780448,0.520330498,0.0632642123,1.30696186,142.045097,0,0,0,0,10,0,0,0,0,0,0,0,0,0,0.02,0.23,0.56,0.77,0.925,0.962,0.976,0.985,0.991,0.998,0.998,0.999,0.999,0.999,0.998,0.998,0.997,0.995,0.993,0.985,0.975,0.953,0.918]
["PBH72","L",3.4684938,-0.010731638,0.058252246,0.0046536748,-0.0003034305,{"v":4.8216298e-05,"d":"4.82E-05"},0,0,0,0,10,0,0,0,0,0,0,0,0,0,0,0,0,0,0,0,0,0.927,0.964,0.993,0.997,0.997,0.998,0.999,0.999,0,0,0,0,0,0,0,0]
["PBL1","L",2.3489663,-7.5869873000000004E-3,0.016684762,0.00017147637,{"v":2.5194777e-05,"d":"2.52E-05"},{"v":1.8523864E-7,"d":"1.85E-07"},0,0,0,0,10,0,0,0,0,0,0,0.927,0.965,0.982,0.988,0.99,0.995,0.997,0.997,0.996,0.997,0.998,0.998,0.999,0.998,0.998,0.998,0,0,0,0,0,0,0,0,0,0]
["PBL1Y","S",1.24772961,0.00926606623,0.101954909,0.0451754311,0.350479619,45.0186705,0,0,0,0,10,0,0,0,0.29,0.8,0.954,0.988,0.995,0.997,0.998,0.998,0.999,0.999,0.999,0.999,0.999,0.999,0.999,0.999,0.999,0.999,0.999,0.999,0.999,0.999,0.999,0.998,0.996,0.983,0.96,0.919,0.88]
["PBL2","L",2.3302166,-0.0085474969,0.014788612,4.8017066E-4,{"v":-1.9221577e-05,"d":"-1.92E-05"},{"v":2.1710005e-06,"d":"2.17E-06"},0,0,0,0,10,0,0,0,0,0,0,0.947,0.978,0.988,0.992,0.993,0.996,0.997,0.996,0.996,0.997,0.997,0.998,0.998,0.998,0.998,0.998,0,0,0,0,0,0,0,0,0,0]
["PBL21","L",2.4238569,-0.0094940065,0.016206639,1.0105149E-3,{"v":-7.2683761e-05,"d":"-7.27E-05"},{"v":5.4198492e-06,"d":"5.42E-06"},0,0,0,0,10,0,0,0,0,0,0,0,0.922,0.961,0.976,0.981,0.991,0.994,0.995,0.994,0.995,0.996,0.997,0.998,0.997,0.996,0.998,0,0,0,0,0,0,0,0,0,0]
["PBL22","L",2.466622,-7.6071728E-3,0.02016524,0.00028279173,{"v":3.0879156E-5,"d":"3.09E-05"},{"v":6.6471743e-07,"d":"6.65E-07"},0,0,0,0,10,0,0,0,0,0,0,0,0.906,0.953,0.973,0.98,0.989,0.994,0.996,0.995,0.996,0.997,0.997,0.998,0.997,0.997,0.998,0.998,0.998,0,0,0,0,0,0,0,0]
["PBL23","L",2.4493148,-0.0092484,0.017777707,0.0007353864,{"v":-3.5176255e-05,"d":"-3.52E-05"},{"v":3.8316187e-06,"d":"3.83E-06"},0,0,0,0,10,0,0,0,0,0.1,0.47,0.76,0.89,0.945,0.969,0.975,0.987,0.993,0.994,0.994,0.996,0.996,0.997,0.998,0.997,0.997,0.998,0,0,0,0,0,0,0,0,0,0]
["PBL24","L",2.4365958,-0.0086882573,0.018386393,0.00054220499,{"v":-1.4943462e-06,"d":"-1.49E-06"},{"v":1.9518236e-06,"d":"1.95E-06"},0,0,0,0,10,0,0,0,0.01,0.28,0.63,0.83,0.919,0.958,0.975,0.981,0.99,0.994,0.995,0.994,0.996,0.996,0.997,0.998,0.997,0.996,0.998,0,0,0,0,0,0,0,0,0,0]
["PBL25","L",2.4465509,-0.0097768464,0.01753112,0.00095250889,{"v":-5.4837761e-05,"d":"-5.48E-05"},{"v":4.7303899e-06,"d":"4.73E-06"},0,0,0,0,10,0,0,0,0,0,0,0,0.943,0.971,0.983,0.987,0.994,0.996,0.996,0.996,0.997,0.997,0.998,0.998,0.998,0.997,0.998,0,0,0,0,0,0,0,0,0,0]
["PBL25Y","S",1.31960626,0.0101863415,0.123752633,0.0483593508,0.210055351,27.3272029,0,0,0,0,10,0,0,0,0.01,0.35,0.78,0.94,0.981,0.993,0.996,0.997,0.998,0.998,0.998,0.998,0.999,0.999,0.999,0.999,0.999,0.999,0.999,0.999,0.999,0.998,0.998,0.996,0.994,0.979,0.953,0.905,0.87]
["PBL26","S",1.23494993,0.00862847509,0.169136142,0.0422686058,1.09067013,132.796906,0,0,0,0,10,0,0,0,0.05,0.4,0.76,0.917,0.966,0.983,0.99,0.992,0.995,0.996,0.997,0.997,0.997,0.998,0.998,0.999,0.998,0.998,0.999,0.999,0.998,0.998,0.998,0.996,0.994,0.982,0.958,0.918,0.88]
["PBL26Y","S",1.29471773,0.00986579479,0.108880981,0.0477568828,0.220322964,28.8509863,0,0,0,0,10,0,0,0,0.04,0.47,0.84,0.957,0.985,0.994,0.997,0.998,0.998,0.998,0.999,0.999,0.999,0.999,0.999,0.999,0.999,0.999,0.999,0.999,0.999,0.998,0.997,0.996,0.994,0.979,0.95,0.89,0.85]
["PBL27","L",2.4269332,-0.0089789895,0.017578385,7.9125417E-4,{"v":-4.3016897e-05,"d":"-4.30E-05"},{"v":4.2474552e-06,"d":"4.25E-06"},0,0,0,0,10,0,0,0,0,0,0,0,0.95,0.976,0.984,0.986,0.994,0.996,0.996,0.996,0.997,0.997,0.996,0.998,0.997,0.997,0.998,0.999,0.999,0,0,0,0,0,0,0,0]
["PBL28","L",2.3983761,-0.00906123059999999,0.016041002,0.00079844764,{"v":-5.0910802e-05,"d":"-5.09E-05"},{"v":4.2420774e-06,"d":"4.24E-06"},0,0,0,0,10,0,0,0,0.06,0.45,0.76,0.89,0.953,0.977,0.984,0.987,0.994,0.996,0.997,0.996,0.997,0.997,0.997,0.998,0.998,0.997,0.998,0,0,0,0,0,0,0,0,0,0]
["PBL3","L",2.3885513,-0.0089427277,0.015111648,0.00065441613,{"v":-3.9074509e-05,"d":"-3.91E-05"},{"v":3.2234591E-6,"d":"3.22E-06"},0,0,0,0,10,0,0,0,0.04,0.39,0.72,0.88,0.946,0.972,0.983,0.986,0.993,0.995,0.995,0.994,0.995,0.996,0.996,0.997,0.997,0.996,0.997,0,0,0,0,0,0,0,0,0,0]
["PBL35Y","S",1.31884698,0.0101474939,0.125014653,0.0481636043,0.215794324,28.5517448,0,0,0,0,10,0,0,0,0,0.47,0.85,0.963,0.989,0.996,0.998,0.999,0.999,0.999,0.999,0.999,0.999,0.999,0.999,0.999,0.999,0.999,0.999,0.999,0.999,0.999,0.999,0.998,0.996,0.98,0.955,0.911,0.88]
["PBL4","L",2.3901095,-0.008936672,0.016057763,0.00055131735,{"v":-1.7001298e-05,"d":"-1.70E-05"},{"v":2.1785631e-06,"d":"2.18E-06"},0,0,0,0,10,0,0,0,0.01,0.26,0.6,0.8,0.904,0.949,0.97,0.976,0.988,0.993,0.994,0.994,0.996,0.996,0.997,0.998,0.998,0.997,0.998,0,0,0,0,0,0,0,0,0,0]
["PBL6","L",2.3036685,-0.0076028355,0.014811205,0.00024182527,{"v":4.8392964e-06,"d":"4.84E-06"},{"v":8.9395406e-07,"d":"8.94E-07"},0,0,0,0,10,0,0,0,0,0,0,0.943,0.973,0.986,0.989,0.99,0.995,0.997,0.996,0.995,0.996,0.997,0.997,0.998,0.997,0.997,0.998,0,0,0,0,0,0,0,0,0,0]
["PBL6Y","S",1.22310794,0.00897805332999999,0.0811217929,0.0445756957,0.321400939,40.5962247,0,0,0,0,10,0,0,0,0.33,0.79,0.947,0.985,0.994,0.997,0.998,0.998,0.998,0.999,0.999,0.999,0.999,0.999,0.999,0.999,0.999,0.999,0.999,0.999,0.999,0.998,0.997,0.996,0.993,0.973,0.933,0.86,0.81]
["PBL7","L",2.3529256,-0.0089081938,0.015048987,0.00070028858,{"v":-4.7518872E-5,"d":"-4.75E-05"},{"v":3.8995587e-06,"d":"3.90E-06"},0,0,0,0,10,0,0,0,0.12,0.54,0.81,0.923,0.964,0.981,0.988,0.99,0.995,0.996,0.996,0.996,0.997,0.997,0.998,0.998,0.998,0.998,0.998,0,0,0,0,0,0,0,0,0,0]
["PBM1","L",2.5743849,-0.010002464,0.02166382,1.3463294E-3,{"v":-8.3887231e-05,"d":"-8.39E-05"},{"v":7.8154722e-06,"d":"7.82E-06"},0,0,0,0,10,0,0,0,0,0,0,0,0,0.91,0.951,0.969,0.984,0.991,0.995,0.995,0.996,0.997,0.997,0.998,0.998,0.997,0.998,0.999,0.999,0,0,0,0,0,0,0,0]
["PBM10","L",2.5685937,-0.0099144208,0.021520705,0.0011557976,{"v":-5.8660451e-05,"d":"-5.87E-05"},{"v":6.0443673e-06,"d":"6.04E-06"},0,0,0,0,10,0,0,0,0,0.01,0.23,0.56,0.77,0.87,0.928,0.951,0.973,0.985,0.991,0.993,0.994,0.996,0.997,0.998,0.998,0.997,0.998,0,0,0,0,0,0,0,0,0,0]
["PBM11","L",2.5613591,-0.01200739,0.020780357,0.001425606,-0.00011027477,{"v":1.1477786E-5,"d":"1.15E-05"},0,0,0,0,10,0,0,0,0,0,0,0,0,0.05,0.35,0.65,0.82,0.914,0.968,0.979,0.984,0.987,0.99,0.995,0.994,0.993,0.995,0,0,0,0,0,0,0,0,0,0]
["PBM18Y","S",1.34660215,0.0106313733,0.136322343,0.0491403013,0.183371587,23.9154655,0,0,0,0,10,0,0,0,0,0.22,0.68,0.912,0.975,0.99,0.995,0.997,0.998,0.998,0.998,0.999,0.999,0.999,0.999,0.999,0.999,0.999,0.999,0.999,0.999,0.998,0.998,0.996,0.994,0.979,0.956,0.907,0.87]
["PBM2","L",2.5569657,-0.0097056299,0.02134251,0.0012399367,{"v":-7.4499334E-5,"d":"-7.45E-05"},{"v":7.145644e-06,"d":"7.15E-06"},0,0,0,0,10,0,0,0,0,0,0,0,0,0.93,0.961,0.974,0.986,0.992,0.995,0.995,0.996,0.997,0.998,0.998,0.998,0.997,0.998,0.999,0.999,0,0,0,0,0,0,0,0]
["PBM22","L",2.6360314,-0.0089450876,0.025228056,1.1120943E-3,{"v":-3.7887387e-05,"d":"-3.79E-05"},{"v":6.3760973e-06,"d":"6.38E-06"},0,0,0,0,10,0,0,0,0,0,0,0,0,0,0.928,0.953,0.969,0.981,0.989,0.992,0.994,0.996,0.997,0.998,0.998,0.998,0.998,0,0,0,0,0,0,0,0,0,0]
["PBM25","L",2.7107551,-0.0092889162,0.027542314,1.3512557E-3,{"v":-5.4563909e-05,"d":"-5.46E-05"},{"v":8.3261074e-06,"d":"8.33E-06"},0,0,0,0,10,0,0,0,0,0,0,0,0,0,0,0.903,0.939,0.959,0.979,0.986,0.991,0.994,0.995,0.998,0.998,0.997,0.998,0.999,0.999,0,0,0,0,0,0,0,0]
["PBM27","L",2.6124109,-0.0087316589,0.024857782,0.00088778616,{"v":-9.2640255e-06,"d":"-9.26E-06"},{"v":4.5028723e-06,"d":"4.50E-06"},0,0,0,0,10,0,0,0,0,0,0,0,0,0,0.945,0.966,0.981,0.99,0.994,0.995,0.996,0.997,0.998,0.998,0.998,0.998,0.998,0.999,0.999,0,0,0,0,0,0,0,0]
["PBM28","L",2.75779,-0.0087331797,0.030379663,0.0011503031,{"v":-1.9167784e-05,"d":"-1.92E-05"},{"v":7.4745415e-06,"d":"7.47E-06"},0,0,0,0,10,0,0,0,0,0,0,0,0,0,0,0,0.919,0.945,0.972,0.984,0.99,0.994,0.996,0.998,0.998,0.998,0.998,0.999,0.999,0,0,0,0,0,0,0,0]
["PBM28W","L",2.75779,-0.0087331797,0.030379663,0.0011503031,{"v":-1.9167784e-05,"d":"-1.92E-05"},{"v":7.4745415e-06,"d":"7.47E-06"},0,0,0,0,10,0,0,0,0,0,0,0,0,0,0,0.917,0.951,0.964,0.985,0.991,0.994,0.996,0.997,0.998,0.998,0.998,0.998,0.999,0.999,0,0,0,0,0,0,0,0]
["PBM29","L",2.6566337,-0.0091109018,0.025896359,0.0010779064,{"v":-3.0579158e-05,"d":"-3.06E-05"},{"v":6.1427152e-06,"d":"6.14E-06"},0,0,0,0,10,0,0,0,0,0,0.06,0.37,0.65,0.81,0.88,0.929,0.957,0.973,0.986,0.989,0.993,0.995,0.996,0.998,0.997,0.996,0.997,0,0,0,0,0,0,0,0,0,0]
["PBM2R","S",1.33196025,0.00960250965,0.222769377,0.0464137676,1.07588306,127.99885,0,0,0,0,10,0,0,0,0,0,0,0,0,0,0,0,0.275,0.451,0.761,0.9,0.953,0.972,0.981,0.991,0.995,0.997,0.999,0.999,0.999,0.999,0.999,0.999,0.997,0.98,0.958,0.906,0.872]
["PBM2Y","S",1.39446503,0.0110571872,0.159230985,0.0507194882,0.245470216,31.4440142,0,0,0,0,10,0,0,0,0,0.04,0.44,0.81,0.944,0.98,0.991,0.995,0.996,0.997,0.998,0.998,0.998,0.998,0.999,0.999,0.999,0.999,0.999,0.999,0.999,0.998,0.998,0.996,0.994,0.98,0.962,0.921,0.89]
["PBM3","S",1.32567543,0.00973013804,0.208112474,0.046285933,1.15985207,137.559854,0,0,0,0,10,0,0,0,0,0.05,0.44,0.79,0.925,0.969,0.984,0.989,0.993,0.995,0.998,0.997,0.998,0.999,0.999,0.999,0.999,0.999,0.999,0.999,0.999,0.999,0.998,0.996,0.995,0.984,0.969,0.936,0.917]
["PBM32","L",2.6376286,-0.0088453319,0.025590753,0.00098835346,{"v":-1.8271512e-05,"d":"-1.83E-05"},{"v":5.2138336e-06,"d":"5.21E-06"},0,0,0,0,10,0,0,0,0,0,0.08,0.42,0.73,0.87,0.929,0.954,0.97,0.982,0.989,0.992,0.995,0.996,0.997,0.998,0.998,0.997,0.998,0,0,0,0,0,0,0,0,0,0]
["PBM35","L",2.7934634,-0.011916323,0.027252732,2.6477261E-3,-0.00022721609,{"v":2.0411942e-05,"d":"2.04E-05"},0,0,0,0,10,0,0,0,0,0,0,0,0,0,0,0,0,0,0.969,0.985,0.991,0.994,0.995,0.997,0.996,0.996,0.998,0,0,0,0,0,0,0,0,0,0]
["PBM39","L",2.6957457,-0.010264221,0.025940795,1.4263975E-3,{"v":-6.8645974e-05,"d":"-6.86E-05"},{"v":8.2048945E-6,"d":"8.20E-06"},0,0,0,0,10,0,0,0,0,0,0,0,0,0,0,0.902,0.937999999999999,0.96,0.98,0.987,0.991,0.993,0.995,0.998,0.997,0.996,0.997,0.999,0.999,0,0,0,0,0,0,0,0]
["PBM4","L",2.5463724,-0.0093446264,0.021462247,0.001051989,{"v":-4.8504181e-05,"d":"-4.85E-05"},{"v":5.6183745e-06,"d":"5.62E-06"},0,0,0,0,10,0,0,0,0,0,0,0,0,0.91,0.949,0.965,0.984,0.99,0.992,0.992,0.993,0.994,0.996,0.997,0.996,0.995,0.997,0.998,0.998,0,0,0,0,0,0,0,0]
["PBM5","L",2.5078369,-0.008947152,0.020469459,8.9114494E-4,{"v":-3.6312577e-05,"d":"-3.63E-05"},{"v":4.5477906e-06,"d":"4.55E-06"},0,0,0,0,10,0,0,0,0,0,0,0,0,0.929,0.961,0.973,0.986,0.992,0.994,0.994,0.995,0.996,0.997,0.998,0.997,0.996,0.998,0,0,0,0,0,0,0,0,0,0]
["PBM6","L",2.6040004,-0.0089503263,0.023811801,0.00097080592,{"v":-3.0707494e-05,"d":"-3.07E-05"},{"v":5.4397201e-06,"d":"5.44E-06"},0,0,0,0,10,0,0,0,0,0,0,0,0,0,0.913,0.946,0.969,0.982,0.991,0.993,0.995,0.996,0.997,0.998,0.997,0.997,0.998,0.998,0.998,0,0,0,0,0,0,0,0]
["PBM8","L",2.4842899,-8.2629825E-3,0.020412922,5.9654654E-4,{"v":-4.9991757e-06,"d":"-5.00E-06"},{"v":2.8060192e-06,"d":"2.81E-06"},0,0,0,0,10,0,0,0,0,0,0,0,0.924,0.963,0.979,0.984,0.991,0.995,0.996,0.996,0.997,0.997,0.997,0.998,0.998,0.997,0.998,0.999,0.998,0,0,0,0,0,0,0,0]
["PBM8R","S",1.28727716,0.00905226546,0.197441182,0.0444806172,1.06080384,125.35468,0,0,0,0,10,0,0,0,0,0,0,0,0,0,0,0.292,0.432,0.625,0.857,0.942,0.971,0.983,0.988,0.994,0.996,0.997,0.999,0.999,0.999,0.999,0.999,0.996,0.996,0.976,0.948,0.887,0.849]
["PBM8Y","S",1.35351322,0.0105624626,0.130212912,0.0496606652,0.158337266,20.7965806,0,0,0,0,10,0,0,0,0,0.17,0.65,0.89,0.966,0.987,0.993,0.996,0.997,0.998,0.998,0.998,0.998,0.999,0.999,0.999,0.999,0.999,0.999,0.999,0.999,0.998,0.998,0.995,0.994,0.981,0.96,0.916,0.88]
["PBM9","L",2.5602323,-0.0095632018,0.021495089,0.00085071191,{"v":-3.3535727e-05,"d":"-3.35E-05"},{"v":4.8953255e-06,"d":"4.90E-06"},0,0,0,0,10,0,0,0,0,0,0,0,0,0,0,0.933,0.961,0.977,0.988,0.991,0.993,0.995,0.996,0.997,0.997,0.996,0.997,0.998,0.997,0,0,0,0,0,0,0,0]
["PHM51","L",2.5759016,-0.010553544,0.013895937,2.6498331E-4,{"v":-1.9680543e-06,"d":"-1.97E-06"},{"v":1.0989977E-7,"d":"1.10E-07"},0,0,0,0,10,0,0,0,0.08,0.18,0.35,0.55,0.72,0.84,0.915,0.954,0.973,0.984,0.991,0.992,0.994,0.995,0.997,0.998,0.997,0.997,0.998,0,0,0,0,0,0,0,0,0,0]
["PHM52","L",2.5782413,-0.0089850999,0.014069295,2.504459E-4,{"v":-3.6968898E-6,"d":"-3.70E-06"},{"v":2.5223758E-7,"d":"2.52E-07"},0,0,0,0,10,0,0,0,0,0,0.06,0.27,0.55,0.75,0.88,0.937999999999999,0.966,0.98,0.988,0.99,0.992,0.993,0.995,0.998,0.997,0.996,0.997,0,0,0,0,0,0,0,0,0,0]
["PHM53","L",2.5332354,-0.0095005403,0.012923982,3.0691131E-4,{"v":-1.7660009e-05,"d":"-1.77E-05"},{"v":1.0516051e-06,"d":"1.05E-06"},0,0,0,0,10,0,0,0,0.03,0.1,0.25,0.45,0.64,0.78,0.88,0.931,0.957,0.971,0.979,0.979,0.982,0.986,0.99,0.996,0.997,0.996,0.997,0,0,0,0,0,0,0,0,0,0]
["SAPL1","L",2.2762403,-0.0096874647,0.0092330378,0.00038940853,{"v":-3.8018733e-05,"d":"-3.80E-05"},{"v":2.0693225e-06,"d":"2.07E-06"},0,0,0,0,10,0,0,0,0,0.1,0.34,0.59,0.75,0.84,0.901,0.934,0.954,0.964,0.969,0.969,0.97,0.974,0.981,0.992,0.996,0.994,0.996,0.996,0.993,0,0,0,0,0,0,0,0]
["SBAH10","S",1.59034337,0.0093273434,0.138464579,0.0427498654,1.21988043,119.251777,0,0,0,0,10,0,0,0,0,0,0,0.01,0.19,0.48,0.7,0.83,0.902,0.939,0.969,0.979,0.984,0.989,0.993,0.997,0.996,0.996,0.997,0.998,0.997,0.997,0.998,0.996,0.996,0.991,0.981,0.949,0.85]
["SBAH11","S",1.5713886,0.00910807936,0.147869313,0.0402401684,1.28092846,130.399367,0,0,0,0,10,0,0,0,0,0,0,0.04,0.27,0.56,0.75,0.86,0.922,0.952,0.975,0.982,0.987,0.991,0.994,0.997,0.995,0.995,0.996,0.997,0.997,0.997,0.998,0.994,0.995,0.988,0.976,0.936,0.84]
["SBAH27","S",1.68939052,0.0103598193,0.133081013,0.0533982239,1.41165515,126.515503,0,0,0,0,10,0,0,0,0,0,0,0,0,0.16,0.47,0.7,0.83,0.89,0.955,0.971,0.979,0.985,0.989,0.995,0.994,0.994,0.996,0.998,0.998,0.998,0.998,0.993,0.994,0.987,0.974,0.921,0.81]
["SBAH28","S",1.69493484,0.010272319,0.192890298,0.052118764,1.56385948,137.818035,0,0,0,0,10,0,0,0,0,0,0,0,0,0.06,0.32,0.58,0.75,0.85,0.934,0.963,0.975,0.982,0.987,0.994,0.995,0.995,0.996,0.998,0.998,0.998,0.998,0.994,0.995,0.99,0.979,0.937999999999999,0.84]
["SBAH32","S",1.5802363,0.0103578062,0.137504632,0.0548393088,1.60603298,147.982885,0,0,0,0,10,0,0,0,0,0,0,0,0,0.16,0.51,0.74,0.85,0.91,0.955,0.971,0.978,0.984,0.988,0.994,0.994,0.994,0.996,0.998,0.997,0.997,0.996,0.992,0.993,0.988,0.98,0.948,0.88]
["SBAH54","L",2.802774,-0.011441428,0.023830231,0.00057322688,{"v":1.1516047E-5,"d":"1.15E-05"},{"v":1.2065896E-6,"d":"1.21E-06"},0,0,0,0,10,0,0,0,0,0,0,0,0,0,0,0.924,0.953,0.968,0.979,0.983,0.987,0.99,0.993,0.997,0.997,0.997,0.998,0,0,0,0,0,0,0,0,0,0]
["SBAL11","S",0.821314256,0.00351436131,0.612586478,0.0179762375,1.24859637,133.45667,0,0,0,0,10,0,0,0,0,0.01,0.24,0.61,0.84,0.932,0.967,0.982,0.989,0.993,0.995,0.996,0.997,0.998,0.998,0.999,0.999,0.998,0.999,0.999,0.999,0.998,0.998,0.989,0.995,0.988,0.979,0.929,0.89]
["SBAL12","S",0.714605258,0.00301763913,0.621993289,0.016650545,1.22537681,143.506314,0,0,0,0,10,0,0,0.02,0.23,0.57,0.8,0.914,0.959,0.979,0.989,0.992,0.995,0.997,0.997,0.997,0.997,0.998,0.999,0.999,0.999,0.998,0.999,0.999,0.999,0.999,0.999,0.993,0.995,0.983,0.966,0.92,0.89]
["SBAL14","S",1.27553696,0.00749692359,0.146083393,0.031042153,1.16754699,128.947092,0,0,0,0,10,0,0,0,0,0,0.09,0.44,0.74,0.88,0.946,0.97,0.983,0.989,0.992,0.993,0.994,0.995,0.997,0.998,0.998,0.997,0.998,0.998,0.998,0.997,0.997,0.989,0.993,0.983,0.967,0.914,0.86]
["SBAL2","S",1.30923813,0.00838873953,0.114137353,0.0399436485,1.17882259,140.257892,0,0,0,0,10,0,0,0,0,0,0,0.1,0.47,0.76,0.89,0.947,0.971,0.983,0.992,0.993,0.995,0.996,0.997,0.998,0.998,0.998,0.998,0.998,0.998,0.997,0.997,0.992,0.992,0.976,0.951,0.89,0.84]
["SBAL22","S",1.16333541,0.0118079103,0.26332321,-0.00438112893,1.12551059,106.905682,0,0,0,0,10,0.01,0.11,0.33,0.56,0.74,0.85,0.918,0.952,0.972,0.983,0.988,0.992,0.994,0.994,0.994,0.995,0.996,0.997,0.998,0.998,0.998,0.998,0.999,0.999,0.998,0.998,0.987,0.995,0.988,0.975,0.916,0.81]
["SBAL3","S",1.2936689,0.00800367962,0.132440252,0.0354711196,1.10197293,134.517431,0,0,0,0,10,0,0,0,0,0,0.01,0.26,0.63,0.84,0.928,0.963,0.979,0.988,0.994,0.994,0.995,0.996,0.997,0.998,0.998,0.998,0.998,0.998,0.998,0.997,0.996,0.991,0.99,0.972,0.945,0.88,0.83]
["SBAL35","S",0.941357273,0.0140333996,0.546174895,0.000906635683,1.16168917,114.163758,0,0,0,0,10,0,0,0.01,0.16,0.43,0.67,0.82,0.904,0.949,0.972,0.983,0.989,0.993,0.995,0.995,0.996,0.997,0.998,0.999,0.998,0.998,0.999,0.999,0.998,0.998,0.998,0.984,0.994,0.987,0.972,0.89,0.8]
["SBAL35R","S",1.31152698,0.00706993329,0.175893826,0.0254908228,1.06786914,104.81075,0,0,0,0,10,0,0,0,0,0,0,0,0,0,0,0.03,0.13,0.3,0.65,0.84,0.915,0.944,0.958,0.973,0.98,0.985,0.991,0.996,0.997,0.998,0.999,0.988,0.996,0.989,0.977,0.918,0.81]
["SBAL41","S",1.243442,0.0116396708,0.166301104,-0.00890464938,1.10586114,114.11122,0,0,0,0,10,0,0,0.05,0.25,0.51,0.72,0.85,0.925,0.96,0.978,0.985,0.99,0.993,0.994,0.994,0.995,0.997,0.998,0.999,0.998,0.997,0.998,0.998,0.998,0.997,0.997,0.987,0.993,0.984,0.971,0.908,0.83]
["SBAL42","S",1.39570615,0.0112218843,0.0718505069999999,-0.0252117422,1.27129267,134.49786,0,0,0,0,10,0,0.03,0.15,0.36,0.58,0.75,0.86,0.932,0.964,0.979,0.986,0.991,0.993,0.995,0.995,0.996,0.997,0.998,0.999,0.998,0.998,0.998,0.998,0.997,0.997,0.997,0.987,0.994,0.985,0.973,0.917,0.86]
["SBAL50","L",2.3982661,-0.010222781,0.012110445,0.00037767581,{"v":-2.7339021e-05,"d":"-2.73E-05"},{"v":1.5701891e-06,"d":"1.57E-06"},0,0,0,0,10,0,0,0.05,0.21,0.44,0.65,0.8,0.89,0.942,0.967,0.977,0.985,0.989,0.99,0.99,0.992,0.994,0.995,0.997,0.996,0.995,0.996,0,0,0,0,0,0,0,0,0,0]
["SBAM12","S",1.50161605,0.00940761826,0.126987445,0.0472602195,1.43544052,141.666499,0,0,0,0,10,0,0,0,0,0,0,0,0.13,0.49,0.75,0.87,0.928,0.955,0.977,0.983,0.987,0.99,0.993,0.997,0.996,0.996,0.997,0.998,0.998,0.998,0.998,0.992,0.995,0.987,0.976,0.932,0.86]
["SBAM3","S",1.36955358,0.00941331433999999,0.0853825867,0.0504359027,1.16159771,130.548899,0,0,0,0,10,0,0,0,0,0,0,0,0.11,0.44,0.71,0.85,0.92,0.954,0.979,0.986,0.989,0.992,0.994,0.997,0.997,0.996,0.997,0.998,0.998,0.998,0.997,0.991,0.993,0.981,0.964,0.911,0.87]
["SBAM4","S",1.41059317,0.00963312192,0.111201306,0.049877821,1.34148939,152.237696,0,0,0,0,10,0,0,0,0,0,0,0,0.06,0.41,0.72,0.87,0.937999999999999,0.965,0.986,0.991,0.991,0.993,0.995,0.998,0.997,0.996,0.997,0.999,0.998,0.998,0.998,0.995,0.994,0.98,0.962,0.919,0.89]
["SBSL7","S",1.1515019,0.010598413,0.118583612,-0.011822519,1.26301359,129.617662,0,0,0,0,10,0,0.08,0.31,0.58,0.77,0.88,0.94,0.968,0.984,0.991,0.991,0.996,0.997,0.996,0.995,0.995,0.996,0.996,0.998,0.997,0.997,0.998,0.998,0.997,0.996,0.995,0.982,0.991,0.98,0.961,0.89,0.85]
["SBSL7R","S",1.25261065,0.00796445107,0.0174514762,0.0509231412,1.10159469,111.98352,0,0,0,0,10,0,0,0,0,0,0,0,0,0,0.4,0.566,0.738,0.841,0.932,0.96,0.972,0.978,0.982,0.989,0.993,0.995,0.998,0.999,0.999,0.999,0.999,0.983,0.995,0.985,0.966,0.892,0.847]
["SBSM10","S",0.945443081,0.0157263798,0.643237376,0.00161924066,1.17752968,121.361748,0,0,0,0,10,0,0,0,0.08,0.31,0.57,0.75,0.86,0.929,0.962,0.977,0.986,0.991,0.994,0.995,0.996,0.997,0.998,0.998,0.998,0.997,0.998,0.998,0.998,0.997,0.997,0.99,0.993,0.985,0.971,0.913,0.82]
["SBSM14","S",1.2828627,0.0122902399,0.247647429,-0.00613142361,1.10383999,106.883378,0,0,0,0,10,0,0,0,0.17,0.45,0.68,0.82,0.906,0.948,0.968,0.98,0.987,0.991,0.994,0.994,0.995,0.996,0.997,0.998,0.998,0.998,0.998,0.999,0.998,0.998,0.998,0.99,0.995,0.988,0.976,0.919,0.81]
["SBSM15","S",0.953128328,0.00387638985,0.637613977,0.0185094632,1.65245647,159.442367,0,0,0,0,10,0,0,0,0,0,0.13,0.44,0.7,0.85,0.926,0.959,0.976,0.985,0.991,0.992,0.994,0.995,0.997,0.998,0.997,0.997,0.998,0.998,0.998,0.998,0.998,0.991,0.994,0.987,0.973,0.918,0.81]
["SBSM16","S",1.14490383,0.0137034916,0.439563911,-1.86514205E-3,1.27688079,119.535585,0,0,0,0,10,0,0,0,0.01,0.18,0.49,0.72,0.85,0.924,0.959,0.976,0.984,0.989,0.992,0.993,0.994,0.996,0.997,0.999,0.998,0.997,0.998,0.999,0.999,0.999,0.999,0.992,0.995,0.987,0.972,0.911,0.79]
["SBSM18","S",0.927886025,0.00417549199,0.708858526,0.0184691838,1.18610897,122.210416,0,0,0,0,10,0,0,0,0.08,0.31,0.57,0.75,0.86,0.929,0.961,0.977,0.985,0.99,0.993,0.994,0.995,0.996,0.997,0.998,0.998,0.998,0.998,0.998,0.998,0.997,0.997,0.993,0.994,0.986,0.973,0.924,0.84]
["SBSM2","S",0.867168676,0.00369311003,0.672848343,0.0181652804,1.18456107,132.376147,0,0,0,0,10,0,0,0,0.04,0.27,0.57,0.77,0.88,0.941,0.967,0.981,0.987,0.991,0.991,0.99,0.991,0.993,0.995,0.997,0.997,0.996,0.998,0.999,0.998,0.998,0.998,0.994,0.997,0.992,0.984,0.951,0.89]
["SBSM21","S",1.47867898,0.00869705653,0.0899501399,0.0399353993,1.03056525,108.550949,0,0,0,0,10,0,0,0,0,0,0,0.17,0.53,0.78,0.89,0.94,0.966,0.979,0.989,0.992,0.993,0.995,0.996,0.998,0.997,0.997,0.997,0.998,0.998,0,0,0,0,0,0,0,0]
["SBSM22","S",1.44305741,0.00819208909999999,0.140786358,0.0356911455,1.26093951,131.959337,0,0,0,0,10,0,0,0,0,0,0,0.08,0.37,0.65,0.81,0.901,0.942,0.964,0.981,0.985,0.988,0.991,0.994,0.997,0.995,0.994,0.996,0.998,0.998,0.997,0.998,0.993,0.995,0.99,0.98,0.937999999999999,0.87]
["SBSM22R","S",1.48053862,0.00892784117,0.102502508,0.0374827379,1.10949686,129.14874,0,0,0,0,10,0,0,0,0,0,0,0,0,0,0,0,0,0,0.275,0.579,0.797,0.89,0.926,0.957,0.97,0.98,0.987,0.995,0.997,0.998,0.999,0.997,0.997,0.99,0.979,0.95,0.872]
["SBSM25","S",1.34814257,0.00695364366,0.347530319,0.0277863478,1.38798368,142.138122,0,0,0,0,10,0,0,0,0,0,0.03,0.19,0.48,0.71,0.84,0.91,0.945,0.964,0.98,0.984,0.988,0.991,0.994,0.996,0.995,0.995,0.996,0.997,0.997,0.996,0.997,0.995,0.995,0.989,0.98,0.947,0.87]
["SBSM28","S",1.43822841,0.0085977975,0.128100017,0.0408617854,1.3435553,143.70989,0,0,0,0,10,0,0,0,0,0,0,0.02,0.24,0.54,0.74,0.85,0.918,0.95,0.975,0.982,0.987,0.99,0.993,0.997,0.996,0.996,0.997,0.997,0.997,0.996,0.996,0.994,0.995,0.988,0.978,0.944,0.88]
["SBSM36","L",2.6546711,-0.012819365,0.015197193,0.00050420821,{"v":-3.4995634e-05,"d":"-3.50E-05"},{"v":2.0492682e-06,"d":"2.05E-06"},0,0,0,0,10,0,0,0.08,0.19,0.34,0.51,0.67,0.79,0.88,0.931,0.959,0.973,0.982,0.99,0.992,0.994,0.996,0.997,0.998,0.998,0.999,0.999,0,0,0,0,0,0,0,0,0,0]
["SBSM4","S",0.96244308,0.00468062141,0.595939234,0.0178772082,1.10558352,115.896432,0,0,0,0,10,0,0,0,0.04,0.24,0.52,0.73,0.85,0.924,0.96,0.977,0.985,0.991,0.994,0.995,0.996,0.997,0.998,0.998,0.998,0.998,0.998,0.998,0.997,0.997,0.997,0.99,0.994,0.985,0.971,0.911,0.82]
["SBSM71","S",1.50847885,0.00812769076,0.158099826,0.0354200898,1.36815368,136.110038,0,0,0,0,10,0,0,0,0,0,0,0.15,0.47,0.72,0.86,0.926,0.958,0.973,0.985,0.988,0.99,0.993,0.995,0.998,0.997,0.996,0.997,0.998,0.998,0.997,0.997,0.993,0.993,0.985,0.972,0.925,0.82]
["SBSM81","S",0.996356844,0.0144821587,0.651392837,0.00154826389,1.22432622,89.9818604,0,0,0,0,10,0,0.01,0.03,0.1,0.21,0.38,0.56,0.71,0.82,0.89,0.934,0.957,0.97,0.981,0.985,0.989,0.992,0.995,0.995,0.992,0.993,0.995,0.997,0.997,0.996,0.996,0.993,0.994,0.985,0.961,0.87,0.61]
["SBSM9","S",1.37020077,0.00757631457,0.189397267,0.0300787515,1.24202324,131.350111,0,0,0,0,10,0,0,0,0,0,0.03,0.28,0.6,0.8,0.904,0.947,0.969,0.98,0.987,0.989,0.991,0.993,0.995,0.997,0.996,0.995,0.996,0.998,0.997,0.995,0.996,0.992,0.994,0.989,0.98,0.94,0.88]
["SBSM93","L",2.6481267,-0.011553471,0.015517531,0.00053211731,{"v":-3.390687e-05,"d":"-3.39E-05"},{"v":2.099346E-6,"d":"2.10E-06"},0,0,0,0,10,0,0,0,0,0,0.12,0.46,0.73,0.87,0.934,0.963,0.978,0.985,0.99,0.992,0.992,0.994,0.996,0.997,0.996,0.996,0.997,0,0,0,0,0,0,0,0,0,0]
["SFPL51","S",1.17010505,0.00616203924,0.0475710783,0.0263372876,0.763832445,141.882642,0,0,0,0,10,0.01,0.05,0.17,0.37,0.6,0.77,0.88,0.947,0.975,0.988,0.994,0.996,0.995,0.994,0.994,0.996,0.997,0.998,0.999,0.998,0.998,0.998,0.999,0.999,0.999,0.999,0.999,0.999,0.999,0.999,0.997,0.996]
["SFPL51Y","S",1.14031443,0.00595466872,0.0771496272,0.0223953953,1.43721957,274.290057,0,0,0,0,10,0.04,0.07,0.21,0.34,0.51,0.67,0.8,0.89,0.943,0.971,0.986,0.994,0.996,0.998,0.999,0.999,0.999,0.999,0.999,0.999,0.999,0.999,0.999,0.999,0.999,0.999,0.999,0.999,0.998,0.998,0.999,0.999,0.998,0.998,0.996,0.995]
["SFPL52","S",1.06785857,0.00699227302,0.0335857718,-0.0207608925,1.10219763,226.496541,0,0,0,0,10,0,0.01,0.07,0.23,0.48,0.69,0.86,0.927,0.966,0.985,0.993,0.995,0.995,0.994,0.994,0.995,0.997,0.998,0.999,0.998,0.997,0.998,0.998,0.998,0.998,0.998,0.998,0.998,0.998,0.998,0.998,0.998]
["SFPL53","S",0.983532327,0.00492234955,0.069568814,0.0193581091,1.11409238,264.275294,0,0,0,0,10,0.04,0.12,0.28,0.51,0.71,0.85,0.928,0.967,0.985,0.992,0.996,0.997,0.996,0.995,0.995,0.996,0.997,0.998,0.999,0.998,0.997,0.998,0.998,0.997,0.997,0.998,0.998,0.998,0.998,0.998,0.997,0.998]
["SFPL55","S",0.839067682,0.00795286639,0.214083503,-0.00232581717,1.47914677,340.0437,0,0,0,0,10,0.02,0.08,0.22,0.43,0.65,0.81,0.907,0.957,0.979,0.989,0.995,0.996,0.996,0.995,0.995,0.996,0.997,0.998,0.999,0.998,0.997,0.997,0.997,0.996,0.995,0.996,0.997,0.997,0.997,0.997,0.996,0.997]
["SFPM2","S",0.761242785,0.00321174095,0.747033375,0.0140234423,0.938928947,139.52353,0,0,0,0,10,0,0,0,0.18,0.35,0.54,0.72,0.84,0.917,0.958,0.98,0.988,0.991,0.989,0.989,0.992,0.994,0.996,0.998,0.997,0.996,0.996,0.995,0.995,0.996,0.997,0.997,0.997,0.995,0.992,0.989,0.983]
["SFPM3","S",0.809407286,3.76072389E-3,0.527007033,0.0135654895,0.909127704,142.503612,0,0,0,0,10,0.03,0.08,0.19,0.36,0.55,0.72,0.85,0.924,0.962,0.981,0.99,0.992,0.992,0.989,0.99,0.992,0.995,0.996,0.998,0.997,0.996,0.996,0.994,0.995,0.996,0.997,0.997,0.996,0.995,0.993,0.987,0.984]
["SFSL5","S",1.17447043,0.00841855180999999,0.0140056154,-0.0581790767,1.19272435,129.599726,0,0,0,0,10,0.13,0.43,0.73,0.89,0.961,0.984,0.992,0.995,0.995,0.998,0.998,0.999,0.999,0.999,0.999,0.999,0.999,0.999,0.999,0.999,0.999,0.999,0.999,0.999,0.998,0.998,0.982,0.992,0.985,0.971,0.88,0.87]
["SFSL5Y","S",0.977409944,0.00557649364,0.210950834,0.0177000313,1.37142848,149.211443,0,0,0,0,10,0.19,0.61,0.86,0.954,0.984,0.993,0.997,0.998,0.998,0.999,0.999,0.999,0.999,0.999,0.999,0.999,0.999,0.999,0.999,0.999,0.999,0.999,0.999,0.999,0.998,0.997,0.981,0.991,0.983,0.968,0.86,0.85]
["SFTL10","S",1.10542993,0.00669004168,0.116184325,0.0360840691,1.15396111,137.546485,0,0,0,0,10,0,0,0,0,0,0.04,0.43,0.79,0.931,0.97,0.98,0.99,0.992,0.991,0.99,0.99,0.992,0.994,0.996,0.996,0.995,0.997,0.999,0.999,0.998,0.998,0.991,0.994,0.992,0.988,0.945,0.92]
["SFTM16","S",1.32940907,0.0102377287,0.141512125,0.0578081956,1.44299068,150.597139,0,0,0,0,10,0,0,0,0,0,0,0,0.04,0.43,0.81,0.934,0.973,0.984,0.989,0.99,0.991,0.992,0.994,0.997,0.997,0.996,0.996,0.999,0.999,0.999,0.999,0.996,0.994,0.989,0.987,0.959,0.953]
["SK1300","S",0.792122197,0.00526428733,0.312281689,0.014730178,0.914368121,99.87201,0,0,0,0,10,0.983,0.997,0.999,0.999,0.999,0.999,0.999,0.999,0.999,0.999,0.999,0.999,0.999,0.999,0.999,0.999,0.999,0.999,0.999,0.999,0.999,0.999,0.999,0.999,0.999,0.999,0.999,0.999,0.999,0.999,0.999,0.999,0.999,0.999,0.999,0.999,0.999,0.991]
["SK1310","S",0.75011053,4.9728626E-3,0.354568578,0.014209021,0.918389018,100.46894,0,0,0,0,10,0.662,0.991,0.999,0.999,0.999,0.999,0.999,0.999,0.999,0.999,0.999,0.999,0.999,0.999,0.999,0.999,0.999,0.999,0.999,0.999,0.999,0.999,0.999,0.999,0.999,0.999,0.999,0.999,0.999,0.999,0.999,0.999,0.999,0.999,0.999,0.999,0.999,0.995]
["SLAH51","S",1.82586991,0.00935297152,0.283023349,0.0373803057,1.35964319,100.655798,0,0,0,0,10,0,0,0,0,0,0.01,0.17,0.51,0.73,0.84,0.91,0.942,0.961,0.977,0.984,0.989,0.993,0.995,0.998,0.997,0.997,0.998,0.998,0.997,0.996,0.996,0.991,0.989,0.981,0.957,0.89,0.68]
["SLAH52","S",1.85390925,0.00955320687,0.297925555,0.039381685,1.39382086,102.706848,0,0,0,0,10,0,0,0,0,0,0.02,0.23,0.52,0.72,0.83,0.89,0.931,0.951,0.971,0.979,0.985,0.99,0.993,0.997,0.997,0.998,0.998,0.998,0.998,0.998,0.997,0.994,0.993,0.986,0.965,0.91,0.71]
["SLAH52Q","S",1.91082318,0.0103565352,0.239854589,0.0413805081,1.16159733,96.60373,0,0,0,0,10,0,0,0,0,0,0,0.13,0.46,0.73,0.86,0.926,0.954,0.969,0.982,0.988,0.992,0.995,0.997,0.999,0.998,0.999,0.999,0.999,0.999,0.999,0.999,0.997,0.996,0.989,0.967,0.924,0.75]
["SLAH53","S",1.91811619,0.0102147684,0.253724399,0.0433176011,1.39473885,101.938021,0,0,0,0,10,0,0,0,0,0,0,0.06,0.38,0.65,0.8,0.88,0.925,0.947,0.969,0.979,0.985,0.989,0.993,0.996,0.996,0.997,0.998,0.998,0.999,0.999,0.999,0.997,0.996,0.989,0.969,0.915,0.72]
["SLAH53V","S",1.96600955,0.0107817785,0.205143305,0.0463727869,1.23200934,97.69406,0,0,0,0,10,0,0,0,0,0,0,0.02,0.23,0.56,0.78,0.88,0.931,0.954,0.975,0.984,0.989,0.992,0.995,0.998,0.998,0.998,0.999,0.999,0.999,0.999,0.999,0.996,0.995,0.987,0.966,0.916,0.73]
["SLAH54","L",3.2126997,-0.01535137,0.028440374,0.00079180171,{"v":-1.7032771e-05,"d":"-1.70E-05"},{"v":2.6219094e-06,"d":"2.62E-06"},0,0,0,0,10,0,0,0,0,0,0,0,0,0,0,0,0.926,0.948,0.969,0.977,0.984,0.989,0.993,0.996,0.995,0.995,0.997,0.997,0.997,0,0,0,0,0,0,0,0]
["SLAH55","S",1.95615766,0.00979338965,0.319216215,0.0376836296,1.39173189,94.8775271,0,0,0,0,10,0,0,0,0,0.01,0.18,0.44,0.65,0.78,0.86,0.913,0.941,0.958,0.974,0.982,0.988,0.991,0.994,0.998,0.998,0.998,0.998,0.998,0.998,0.999,0.999,0.996,0.994,0.985,0.962,0.89,0.68]
["SLAH55V","S",1.97025325,0.00991088134,0.30489414,0.0383202295,1.39214665,97.7785248999999,0,0,0,0,10,0,0,0,0,0,0.14,0.42,0.64,0.78,0.86,0.91,0.939,0.956,0.974,0.982,0.987,0.992,0.995,0.998,0.998,0.998,0.999,0.999,0.999,0.999,0.999,0.997,0.995,0.987,0.966,0.909,0.71]
["SLAH55VS","S",{"v":1.92591095,"d":"1.93E+00"},{"v":0.0096115249,"d":"9.61E-03"},0.34895346,0.036513298,1.42230744,103.36409,0,0,0,0,10,0,0,0,0,0.06,0.28,0.55,0.73,0.84,0.899,0.936,0.957,0.97,0.982,0.988,0.991,0.994,0.996,0.999,0.999,0.999,0.999,0.999,0.999,0.999,0.999,0.997,0.996,0.988,0.968,0.92,0.74]
["SLAH58","S",1.78764964,0.00847378536,0.6526356,0.0313126408,1.79914564,132.788001,0,0,0,0,10,0,0,0,0,0.05,0.17,0.34,0.51,0.66,0.77,0.84,0.89,0.924,0.951,0.965,0.974,0.982,0.988,0.995,0.995,0.995,0.995,0.995,0.995,0.995,0.996,0.996,0.996,0.992,0.98,0.956,0.84]
["SLAH59","S",1.51372967,0.00705246901,0.702462343,0.0249488689,1.33600982,100.085908,0,0,0,0,10,0,0.02,0.06,0.09,0.28,0.43,0.58,0.71,0.81,0.88,0.921,0.943,0.958,0.973,0.979,0.984,0.989,0.994,0.997,0.996,0.996,0.996,0.996,0.995,0.995,0.995,0.995,0.994,0.989,0.973,0.937999999999999,0.76]
["SLAH60","S",1.95243469,0.0106442437,0.30710021,0.0456735302,1.56578094,110.28141,0,0,0,0,10,0,0,0,0,0,0,0.03,0.27,0.54,0.72,0.83,0.88,0.924,0.957,0.972,0.98,0.986,0.99,0.996,0.997,0.997,0.998,0.999,0.998,0.997,0.996,0.993,0.992,0.984,0.964,0.906,0.72]
["SLAH60MQ","S",1.95539063,0.0109111365,0.302550219,0.04546667,1.3431139,113.58085,0,0,0,0,10,0,0,0,0,0,0,0.08,0.31,0.56,0.73,0.83,0.89,0.927,0.957,0.968,0.976,0.983,0.989,0.995,0.995,0.995,0.997,0.998,0.998,0.998,0.999,0.998,0.995,0.986,0.968,0.927,0.8]
["SLAH60V","S",{"v":2.05081962,"d":"2.05E+00"},{"v":0.0116035991,"d":"1.16E-02"},{"v":0.208475257,"d":"2.08E-01"},{"v":0.0526489359,"d":"5.26E-02"},{"v":1.31486394,"d":"1.31E+00"},{"v":99.38065,"d":"9.94E+01"},0,0,0,0,10,0,0,0,0,0,0,0,0.05,0.29,0.59,0.77,0.86,0.909,0.951,0.968,0.979,0.986,0.991,0.996,0.996,0.996,0.997,0.999,0.999,0.999,0.999,0.996,0.993,0.984,0.961,0.905,0.72]
["SLAH63","S",1.89458276,0.0102277048,0.268702978,0.0442801243,1.45705526,104.874927,0,0,0,0,10,0,0,0,0,0,0,0.06,0.31,0.59,0.76,0.86,0.909,0.937,0.965,0.976,0.983,0.988,0.992,0.997,0.998,0.998,0.998,0.999,0.998,0.997,0.997,0.993,0.992,0.984,0.963,0.89,0.7]
["SLAH63Q","S",1.96723017,0.0110456086,0.194953915,0.0497137061,1.25386282,104.84352,0,0,0,0,10,0,0,0,0,0,0,0.01,0.14,0.44,0.69,0.82,0.89,0.927,0.959,0.973,0.981,0.987,0.991,0.996,0.996,0.996,0.997,0.998,0.998,0.999,0.999,0.998,0.995,0.987,0.968,0.923,0.773]
["SLAH64","S",1.83021453,0.0090482329,0.29156359,0.0330756689,1.28544024,89.3675501,0,0,0,0,10,0,0,0,0,0.13,0.4,0.63,0.77,0.85,0.912,0.943,0.961,0.972,0.981,0.986,0.99,0.993,0.996,0.998,0.998,0.998,0.998,0.999,0.998,0.997,0.996,0.995,0.993,0.987,0.966,0.915,0.68]
["SLAH65","S",1.68191258,0.0077668425,0.493779818,{"v":0.0288916181,"d":"2.89E-02"},{"v":1.45682822,"d":"1.46E+00"},{"v":99.2574355999999,"d":"9.93E+01"},0,0,0,0,10,0,0,0,0,0.08,0.28,0.5,0.66,0.78,0.86,0.916,0.947,0.964,0.98,0.988,0.992,0.995,0.996,0.998,0.998,0.998,0.998,0.998,0.997,0.997,0.997,0.994,0.993,0.983,0.959,0.89,0.66]
["SLAH65V","S",1.81419034,0.00874935028999999,0.361376301,0.0318352836,1.32729484,91.3406898,0,0,0,0,10,0,0,0,0,0.11,0.37,0.6,0.75,0.85,0.906,0.939,0.959,0.97,0.981,0.986,0.99,0.993,0.996,0.998,0.998,0.998,0.999,0.999,0.999,0.999,0.999,0.997,0.996,0.989,0.967,0.91,0.68]
["SLAH65VS","S",1.76068422,0.00853607198,0.414128906,0.0301826383,1.33415439,98.09421,0,0,0,0,10,0,0,0,0.05,0.25,0.53,0.72,0.83,0.89,0.934,0.957,0.971,0.979,0.987,0.991,0.993,0.996,0.997,0.999,0.999,0.999,0.999,0.999,0.999,0.999,0.999,0.998,0.996,0.989,0.968,0.916,0.72]
["SLAH66","S",1.39280586,0.00608475118,0.679577094,0.0233925351,1.38702069,95.8354094,0,0,0,0,10,0,0,0,0.1,0.33,0.55,0.71,0.81,0.88,0.93,0.956,0.971,0.979,0.987,0.991,0.994,0.996,0.997,0.999,0.998,0.998,0.999,0.998,0.998,0.998,0.997,0.993,0.993,0.983,0.958,0.88,0.64]
["SLAH67","L",3.1439609,-0.015541721,0.026648169,0.00077813143,{"v":-1.9462248e-05,"d":"-1.95E-05"},{"v":2.4668548E-6,"d":"2.47E-06"},0,0,0,0,10,0,0,0,0,0,0,0,0,0,0,0,0.904,0.931,0.958,0.971,0.979,0.986,0.991,0.996,0.996,0.997,0.998,0,0,0,0,0,0,0,0,0,0]
["SLAH71","S",1.98280031,0.0118987459,0.31675845,0.0527156001,2.44472646,213.220697,0,0,0,0,10,0,0,0,0,0,0,0,0,0.01,0.11,0.29,0.49,0.65,0.83,0.913,0.945,0.963,0.976,0.992,0.995,0.995,0.997,0.998,0.999,0.999,0.999,0.999,0.998,0.993,0.989,0.982,0.959]
["SLAH75","L",3.3972115,-0.015825501,0.036818916,1.7596445E-3,{"v":-8.4041673e-05,"d":"-8.40E-05"},{"v":1.0522807e-05,"d":"1.05E-05"},0,0,0,0,10,0,0,0,0,0,0,0,0.03,0.26,0.54,0.72,0.82,0.88,0.934,0.956,0.971,0.98,0.986,0.994,0.995,0.995,0.996,0,0,0,0,0,0,0,0,0,0]
["SLAH79","S",2.32557148,0.0132895208,0.507967133,0.0528335449,2.43087198,161.122408,0,0,0,0,10,0,0,0,0,0,0,0,0,0,0.03,0.16,0.33,0.5,0.72,0.83,0.88,0.921,0.945,0.979,0.988,0.991,0.993,0.996,0.997,0.997,0.998,0.998,0.997,0.994,0.986,0.966,0.89]
["SLAH88","S",2.1284434,0.0117309815,0.405082139,0.0508706599,1.67918461,107.091456,0,0,0,0,10,0,0,0,0,0,0,0,0.01,0.16,0.45,0.68,0.81,0.87,0.936,0.961,0.973,0.981,0.987,0.994,0.996,0.997,0.998,0.999,0.999,0.999,0.999,0.995,0.994,0.985,0.963,0.89,0.71]
["SLAH89","S",1.95118827,0.00976560798999999,0.377607223,0.0382232043,1.47757262,112.23672,0,0,0,0,10,0,0,0,0,0,0,0.07,0.31,0.57,0.74,0.84,0.89,0.93,0.962,0.975,0.983,0.989,0.993,0.998,0.999,0.998,0.999,0.999,0.999,0.999,0.999,0.998,0.997,0.992,0.975,0.937999999999999,0.78]
["SLAH92","S",2.10440311,0.0108531811,0.358346161,0.044340592,1.63010064,123.2498,0,0,0,0,10,0,0,0,0,0,0,0,0.08,0.28,0.52,0.69,0.8,0.87,0.936,0.962,0.976,0.984,0.99,0.997,0.998,0.999,0.999,0.999,0.999,0.999,0.999,0.998,0.997,0.992,0.977,0.946,0.82]
["SLAH93","S",2.17884378,0.0115760879,0.325508683,0.0495982503,1.70608646,128.91358,0,0,0,0,10,0,0,0,0,0,0,0,0,0.22,0.48,0.65,0.75,0.82,0.901,0.938,0.959,0.974,0.984,0.996,0.998,0.999,0.999,0.999,0.999,0.999,0.999,0.999,0.998,0.993,0.979,0.952,0.84]
["SLAH95","S",2.15636617,0.012288051,0.329558178,0.0555507835,1.72178935,124.43934,0,0,0,0,10,0,0,0,0,0,0,0,0,0.06,0.31,0.56,0.71,0.8,0.89,0.934,0.956,0.97,0.98,0.992,0.995,0.996,0.997,0.998,0.998,0.998,0.999,0.997,0.995,0.988,0.972,0.933,0.81]
["SLAH96","S",1.85078519,0.00940657541,0.189204854,0.0380345187,1.19763137,101.426835,0,0,0,0,10,0,0,0,0,0,0,0.02,0.19,0.48,0.71,0.83,0.905,0.941,0.972,0.982,0.988,0.992,0.994,0.996,0.996,0.996,0.997,0.997,0.996,0.996,0.997,0.995,0.995,0.989,0.972,0.93,0.76]
["SLAH97","S",1.0273018,0.0183406129,0.989293564,0.00371264195,1.25781057,87.85105,0,0,0,0,10,0.28,0.43,0.55,0.65,0.74,0.82,0.88,0.923,0.951,0.969,0.98,0.986,0.99,0.993,0.995,0.997,0.998,0.999,0.999,0.999,0.999,0.999,0.999,0.999,0.999,0.999,0.995,0.994,0.984,0.956,0.87,0.61]
["SLAH98","S",2.28510629,0.0122178962,{"v":0.385532264,"d":"3.86E-01"},{"v":0.0514752342,"d":"5.15E-02"},{"v":2.0655112,"d":"2.07E+00"},{"v":145.92087,"d":"1.46E+02"},0,0,0,0,10,0,0,0,0,0,0,0,0.02,0.18,0.47,0.68,0.8,0.86,0.927,0.953,0.967,0.978,0.986,0.996,0.998,0.998,0.999,0.999,0.999,0.999,0.999,0.999,0.998,0.993,0.979,0.952,0.84]
["SLAH99","S",2.39140662,0.01314675,0.439219228,0.0553226042,2.38358467,161.2599,0,0,0,0,10,0,0,0,0,0,0,0,0,0.05,0.25,0.49,0.66,0.76,0.87,0.924,0.951,0.968,0.98,0.995,0.998,0.998,0.999,0.999,0.999,0.999,0.999,0.999,0.998,0.995,0.983,0.964,0.88]
["SLAL10","S",1.52812575,0.00776817644,0.367965267,{"v":0.0272026548,"d":"2.72E-02"},{"v":1.11751784,"d":"1.12E+00"},{"v":88.8697399999999,"d":"8.89E+01"},0,0,0,0,10,0,0,0,0.07,0.22,0.4,0.58,0.72,0.83,0.89,0.937,0.959,0.972,0.983,0.988,0.991,0.994,0.996,0.998,0.997,0.998,0.998,0.998,0.998,0.998,0.998,0.997,0.996,0.99,0.971,0.922,0.71]
["SLAL11","L",2.7037498,-0.011741892,0.0158996,0.00061265364,{"v":-4.6676845e-05,"d":"-4.67E-05"},{"v":2.6544952e-06,"d":"2.65E-06"},0,0,0,0,10,0.01,0.06,0.17,0.33,0.5,0.65,0.77,0.86,0.92,0.951,0.969,0.978,0.984,0.989,0.99,0.992,0.995,0.996,0.998,0.997,0.997,0.998,0,0,0,0,0,0,0,0,0,0]
["SLAL12","S",0.992053895,0.0167095063,0.771377731,0.00236750156,1.18296264,105.90108,0,0,0,0,10,0.06,0.15,0.29,0.45,0.61,0.73,0.83,0.89,0.937999999999999,0.962,0.976,0.984,0.988,0.992,0.994,0.995,0.997,0.998,0.999,0.998,0.998,0.998,0.999,0.997,0.996,0.996,0.991,0.991,0.981,0.963,0.901,0.73]
["SLAL13","S",0.980071267,0.00389123698,0.832904776,0.0189164592,1.28111995,98.9052676,0,0,0,0,10,0,0.01,0.03,0.08,0.19,0.34,0.52,0.68,0.8,0.88,0.932,0.958,0.972,0.986,0.99,0.993,0.995,0.996,0.997,0.995,0.995,0.996,0.997,0.996,0.995,0.995,0.99,0.99,0.981,0.958,0.88,0.66]
["SLAL14","S",1.2372097,0.015355132,0.589722623,-0.00030789625,1.3192188,93.7202947,0,0,0,0,10,0.03,0.07,0.15,0.27,0.41,0.56,0.7,0.81,0.88,0.931,0.959,0.974,0.982,0.99,0.993,0.995,0.997,0.998,0.998,0.997,0.997,0.998,0.998,0.998,0.998,0.998,0.991,0.992,0.982,0.954,0.86,0.59]
["SLAL18","S",1.50276318,0.0145462356,0.430224497,-0.00332784153,1.3472606,93.3508341999999,0,0,0,0,10,0.04,0.21,0.3,0.32,0.55,0.68,0.78,0.86,0.912,0.946,0.967,0.978,0.984,0.991,0.994,0.996,0.997,0.998,0.999,0.998,0.999,0.999,0.998,0.998,0.997,0.996,0.991,0.991,0.982,0.956,0.87,0.6]
["SLAL19","S",0.973997577,3.79332678E-3,0.958186322,0.0177574581,1.20163359,83.79896,0,0,0,0,10,0.29,0.43,0.55,0.66,0.75,0.82,0.88,0.925,0.953,0.97,0.98,0.986,0.99,0.993,0.995,0.997,0.998,0.999,0.999,0.999,0.999,0.999,0.999,0.999,0.999,0.999,0.993,0.993,0.981,0.951,0.85,0.58]
["SLAL20","S",1.06788467,0.00518896058,0.75873535,0.0204004357,1.02804682,120.82632,0,0,0,0,10,0,0,0.01,0.09,0.27,0.49,0.67,0.8,0.88,0.934,0.96,0.974,0.982,0.987,0.987,0.989,0.992,0.994,0.996,0.995,0.994,0.996,0.998,0.997,0.997,0.998,0.997,0.995,0.985,0.969,0.935,0.84]
["SLAL21","S",0.935250779,0.0180836047,0.905988706,0.00408452643,1.43351212,138.68341,0,0,0,0,10,0,0,0,0.01,0.05,0.15,0.3,0.48,0.65,0.77,0.85,0.909,0.942,0.975,0.986,0.991,0.994,0.996,0.998,0.997,0.997,0.996,0.995,0.992,0.991,0.992,0.989,0.992,0.987,0.979,0.949,0.87]
["SLAL52","L",2.7418702,-0.012719153,0.016306977,0.00061414226,{"v":-4.8242632e-05,"d":"-4.82E-05"},{"v":2.8875864e-06,"d":"2.89E-06"},0,0,0,0,10,0.02,0.1,0.21,0.34,0.49,0.63,0.75,0.84,0.907,0.943,0.964,0.974,0.981,0.986,0.989,0.992,0.994,0.996,0.998,0.997,0.997,0.998,0,0,0,0,0,0,0,0,0,0]
["SLAL54","S",1.41910189,0.00726647428,0.258416881,0.0263842499,1.07385537,102.555463,0,0,0,0,10,0,0,0,0,0,0.13,0.44,0.71,0.85,0.919,0.953,0.97,0.98,0.988,0.991,0.993,0.995,0.997,0.999,0.998,0.998,0.999,0.999,0.998,0.998,0.998,0.993,0.993,0.985,0.969,0.913,0.78]
["SLAL54Q","S",0.920085087,0.0160829667,0.758646115,0.00292059306,1.07073096,85.12112,0,0,0,0,10,0,0,0,0.04,0.11,0.24,0.41,0.58,0.73,0.83,0.899,0.938,0.962,0.984,0.991,0.995,0.997,0.997,0.998,0.997,0.998,0.997,0.997,0.995,0.993,0.994,0.976,0.986,0.973,0.942,0.81,0.58]
["SLAL56","S",1.54052,8.26765101E-3,0.217748704,0.0328533726,1.30456122,124.527479,0,0,0,0,10,0,0,0,0,0,0.01,0.18,0.51,0.74,0.86,0.928,0.958,0.975,0.986,0.99,0.993,0.995,0.997,0.998,0.997,0.997,0.998,0.999,0.998,0.998,0.997,0.993,0.993,0.986,0.973,0.928,0.81]
["SLAL58","S",1.06368789,0.018519964,0.744939067,0.00116295862,1.59178942,156.636025,0,0,0,0,10,0,0,0,0,0.02,0.22,0.53,0.75,0.87,0.935,0.962,0.977,0.986,0.991,0.992,0.994,0.996,0.997,0.998,0.997,0.997,0.998,0.999,0.998,0.998,0.999,0.997,0.996,0.989,0.977,0.942,0.84]
["SLAL59","S",1.13962742,0.00493294862,0.805227838,0.020247996,1.29488061,93.4746507,0,0,0,0,10,0.02,0.11,0.2,0.34,0.48,0.62,0.74,0.83,0.89,0.934,0.959,0.973,0.982,0.99,0.993,0.995,0.997,0.998,0.999,0.998,0.998,0.998,0.999,0.998,0.997,0.997,0.994,0.994,0.986,0.964,0.905,0.65]
["SLAL60","L",2.9223334,-0.015268924,0.020070735,{"v":0.00049690538,"d":"4.97E-04"},{"v":-1.5326299E-5,"d":"-1.53E-05"},{"v":1.0772354e-06,"d":"1.08E-06"},0,0,0,0,10,0,0,0,0.04,0.12,0.25,0.41,0.59,0.73,0.83,0.89,0.932,0.955,0.976,0.983,0.987,0.991,0.993,0.995,0.995,0.996,0.996,0,0,0,0,0,0,0,0,0,0]
["SLAL61","S",1.11073292,0.00464181248,0.859347773,0.0192989261,1.26707433,87.3917698,0,0,0,0,10,0,0.02,0.07,0.15,0.27,0.43,0.59,0.72,0.82,0.89,0.935,0.958,0.971,0.982,0.988,0.991,0.994,0.996,0.997,0.997,0.997,0.998,0.998,0.998,0.998,0.998,0.994,0.994,0.985,0.959,0.88,0.62]
["SLAL7","S",0.916121247,0.00395889743,0.765948319,0.0167547425,1.27745023,110.762706,0,0,0,0,10,0.09,0.22,0.38,0.55,0.69,0.8,0.88,0.929,0.957,0.974,0.984,0.99,0.992,0.994,0.995,0.996,0.997,0.998,0.999,0.998,0.998,0.998,0.999,0.998,0.998,0.997,0.991,0.993,0.984,0.968,0.903,0.74]
["SLAL7Q","S",0.905277143,0.0155606507,0.777955684,{"v":0.00284718626,"d":"2.85E-03"},{"v":1.18137286,"d":"1.18E+00"},{"v":88.07379,"d":"8.81E+01"},0,0,0,0,10,0.01,0.03,0.08,0.19,0.34,0.51,0.67,0.79,0.88,0.93,0.96,0.974,0.983,0.99,0.993,0.995,0.997,0.998,0.998,0.997,0.997,0.998,0.998,0.998,0.998,0.998,0.984,0.989,0.977,0.948,0.83,0.59]
["SLAL8","S",1.30663291,0.00611862448,0.571377253,0.021272147,1.24303605,90.6285685999999,0,0,0,0,10,0,0.03,0.07,0.15,0.28,0.44,0.6,0.74,0.84,0.905,0.944,0.965,0.977,0.988,0.991,0.994,0.996,0.997,0.998,0.996,0.997,0.997,0.998,0.997,0.997,0.997,0.991,0.991,0.981,0.955,0.87,0.62]
["SLAL9","S",1.16195687,0.0159659509,0.644860099,0.000505502467,1.25062221,93.8284168999999,0,0,0,0,10,0,0.01,0.04,0.11,0.22,0.38,0.55,0.7,0.82,0.89,0.936,0.96,0.973,0.985,0.988,0.992,0.994,0.995,0.997,0.996,0.997,0.998,0.998,0.997,0.996,0.996,0.992,0.992,0.984,0.963,0.89,0.66]
["SLAM2","S",1.7713,0.00976652444,0.19581423,0.0412718628,1.19487834,110.458122,0,0,0,0,10,0,0,0,0,0,0,0.04,0.29,0.59,0.78,0.87,0.925,0.95,0.973,0.983,0.987,0.992,0.995,0.997,0.997,0.997,0.998,0.999,0.997,0.997,0.999,0.997,0.996,0.988,0.971,0.928,0.79]
["SLAM3","S",1.64258713,0.0086824602,0.23963461,{"v":0.0351226242,"d":"3.51E-02"},{"v":1.22483026,"d":"1.22E+00"},{"v":116.604369,"d":"1.17E+02"},0,0,0,0,10,0,0,0,0,0,0,0.1,0.41,0.69,0.83,0.916,0.951,0.968,0.982,0.987,0.99,0.993,0.995,0.997,0.996,0.996,0.997,0.999,0.997,0.997,0.996,0.994,0.992,0.983,0.966,0.92,0.77]
["SLAM51","S",1.638472,0.00904853452,0.188330533,0.0372740173,1.47502357,137.77005,0,0,0,0,10,0,0,0,0,0,0,0.14,0.45,0.7,0.84,0.914,0.948,0.966,0.98,0.985,0.989,0.992,0.995,0.997,0.996,0.996,0.997,0.997,0.997,0.996,0.996,0.995,0.995,0.989,0.98,0.951,0.85]
["SLAM52","S",1.73442942,0.0100690928,0.15155391,{"v":0.0470634701,"d":"4.71E-02"},{"v":1.46225433,"d":"1.46E+00"},{"v":140.084396,"d":"1.40E+02"},0,0,0,0,10,0,0,0,0,0,0,0,0.1,0.39,0.65,0.8,0.88,0.93,0.965,0.977,0.984,0.988,0.992,0.996,0.996,0.995,0.997,0.998,0.997,0.997,0.998,0.997,0.996,0.99,0.979,0.947,0.85]
["SLAM54","S",1.84213306,0.0094399322,0.175468631,0.0395281122,{"v":1.25750878,"d":"1.26E+00"},{"v":86.5463013,"d":"8.65E+01"},0,0,0,0,10,0,0,0,0,0,0,0.05,0.33,0.65,0.82,0.909,0.945,0.963,0.979,0.985,0.99,0.993,0.995,0.997,0.997,0.998,0.998,0.999,0.998,0.997,0.997,0.991,0.991,0.981,0.954,0.87,0.62]
["SLAM55","S",1.85412979,0.0108438152,0.165450323,{"v":0.051405098,"d":"5.14E-02"},{"v":1.27255422,"d":"1.27E+00"},{"v":109.986837,"d":"1.10E+02"},0,0,0,0,10,0,0,0,0,0,0,0,0.06,0.37,0.67,0.82,0.89,0.932,0.963,0.976,0.984,0.989,0.993,0.997,0.997,0.997,0.998,0.999,0.998,0.998,0.998,0.995,0.994,0.986,0.97,0.923,0.78]
["SLAM58","S",1.70984856,0.0100852127,0.173342897,0.0470890831,1.64833565,157.46852,0,0,0,0,10,0,0,0,0,0,0,0,0.04,0.27,0.55,0.74,0.85,0.911,0.96,0.976,0.983,0.988,0.991,0.996,0.996,0.995,0.997,0.998,0.998,0.998,0.999,0.997,0.997,0.992,0.984,0.956,0.89]
["SLAM59","S",1.63056133,0.00899690705,0.186994897,0.0368011993,1.30014289,122.239544,0,0,0,0,10,0,0,0,0,0,0,0.14,0.47,0.73,0.86,0.923,0.954,0.969,0.982,0.986,0.989,0.992,0.995,0.997,0.996,0.995,0.997,0.998,0.998,0.998,0.998,0.996,0.996,0.991,0.982,0.952,0.85]
["SLAM60","S",1.60673056,0.0077504614,0.36641564,0.0289967611,1.31761804,93.0720709,0,0,0,0,10,0,0,0,0,0,0.03,0.29,0.6,0.79,0.89,0.937,0.961,0.974,0.985,0.99,0.993,0.995,0.997,0.998,0.997,0.998,0.998,0.998,0.998,0.997,0.997,0.991,0.991,0.98,0.953,0.87,0.62]
["SLAM61","S",1.7388333,0.00980244104999999,0.15093743,{"v":0.0433179685,"d":"4.33E-02"},{"v":1.12118445,"d":"1.12E+00"},{"v":101.214625,"d":"1.01E+02"},0,0,0,0,10,0,0,0,0,0,0,0.03,0.26,0.56,0.75,0.86,0.914,0.943,0.969,0.979,0.985,0.989,0.993,0.997,0.996,0.997,0.997,0.998,0.999,0.998,0.999,0.997,0.997,0.991,0.978,0.942,0.8]
["SLAM66","S",1.92094221,0.0115075241,0.219901208,0.0547993543,1.72705231,120.133674,0,0,0,0,10,0,0,0,0,0,0,0,0.03,0.28,0.57,0.73,0.82,0.87,0.932,0.954,0.968,0.977,0.985,0.994,0.994,0.994,0.997,0.998,0.998,0.998,0.999,0.998,0.997,0.992,0.976,0.937,0.77]
["SLAM7","S",1.71014712,0.010516108,0.256943292,0.0502809636,1.63986271,146.181217,0,0,0,0,10,0,0,0,0,0,0,0,0,0.08,0.34,0.59,0.75,0.84,0.935,0.965,0.977,0.984,0.989,0.996,0.997,0.998,0.998,0.999,0.999,0.999,0.999,0.996,0.996,0.99,0.982,0.95,0.88]
["SLAM73","S",1.86353123,0.0107620673,0.255215617,0.0487248679,1.23399133,117.12511,0,0,0,0,10,0,0,0,0,0,0,0,0.08,0.34,0.62,0.78,0.87,0.916,0.954,0.968,0.976,0.983,0.989,0.995,0.994,0.994,0.996,0.998,0.998,0.998,0.998,0.997,0.995,0.984,0.964,0.925,0.8]
["SNBH5","S",1.47544521,9.5583674E-3,0.193060095,0.0460430483,1.5093901,126.422746,0,0,0,0,10,0,0,0,0,0,0.12,0.47,0.71,0.83,0.902,0.936,0.957,0.969,0.98,0.985,0.988,0.991,0.994,0.997,0.997,0.997,0.998,0.999,0.999,0.999,0.999,0.991,0.994,0.989,0.976,0.919,0.8]
["SNBH51","S",1.71203689,0.0107724134,0.255989588,0.0488593504,1.81456998,136.359013,0,0,0,0,10,0,0,0,0,0,0.02,0.22,0.49,0.68,0.8,0.87,0.918,0.943,0.967,0.976,0.982,0.987,0.991,0.997,0.997,0.998,0.998,0.999,0.998,0.998,0.998,0.995,0.994,0.989,0.98,0.945,0.87]
["SNBH52","S",1.50305799,0.00999021737999999,0.221715926,0.0450327698,1.84496391,163.722302,0,0,0,0,10,0,0,0,0,0.04,0.37,0.69,0.85,0.923,0.958,0.976,0.985,0.99,0.993,0.994,0.995,0.996,0.997,0.999,0.999,0.998,0.999,0.999,0.999,0.999,0.999,0.996,0.995,0.983,0.971,0.932,0.912]
["SNBH52V","S",1.51336868,9.87077827E-3,0.212341478,0.0462843662,1.54149143,126.97851,0,0,0,0,10,0,0,0,0,0.04,0.31,0.65,0.84,0.919,0.956,0.974,0.983,0.988,0.992,0.993,0.995,0.996,0.997,0.998,0.998,0.998,0.999,0.999,0.999,0.999,0.999,0.992,0.993,0.986,0.973,0.922,0.82]
["SNBH53","S",1.6582834,0.0113872516,0.263275666,0.0522108137,2.10142759,165.523649,0,0,0,0,10,0,0,0,0,0,0.03,0.17,0.52,0.74,0.85,0.915,0.947,0.965,0.981,0.986,0.988,0.991,0.993,0.997,0.997,0.997,0.998,0.999,0.999,0.999,0.999,0.996,0.996,0.99,0.985,0.952,0.949]
["SNBH53V","S",1.65444141,0.0112485533,0.267453927,0.052027274,2.14530347,167.3661,0,0,0,0,10,0,0,0,0,0,0.03,0.28,0.61,0.79,0.88,0.927,0.952,0.968,0.982,0.988,0.991,0.993,0.995,0.997,0.998,0.998,0.999,0.999,0.999,0.999,0.999,0.995,0.995,0.99,0.984,0.951,0.928]
["SNBH55","S",1.83145156,0.0122443139,0.287818024,{"v":0.057387731,"d":"5.74E-02"},{"v":2.152083,"d":"2.15E+00"},{"v":186.099124,"d":"1.86E+02"},0,0,0,0,10,0,0,0,0,0,0,0,0,0.04,0.34,0.63,0.78,0.86,0.931,0.958,0.97,0.978,0.983,0.992,0.995,0.995,0.997,0.998,0.999,0.999,0.999,0.997,0.996,0.991,0.985,0.969,0.943]
["SNBH56","S",1.85191438,0.013273262,0.431102852,{"v":0.0585944644,"d":"5.86E-02"},{"v":3.45278284,"d":"3.45E+00"},{"v":239.357089,"d":"2.39E+02"},0,0,0,0,10,0,0,0,0,0,0,0,0,0.11,0.44,0.69,0.81,0.87,0.933,0.958,0.97,0.978,0.983,0.993,0.996,0.996,0.997,0.999,0.999,0.999,0.999,0.999,0.997,0.993,0.991,0.977,0.966]
["SNBH57","S",1.92026488,0.0118468028,0.37153524,0.0532105472,2.55205704,204.5493,0,0,0,0,10,0,0,0,0,0,0,0,0,0.17,0.42,0.6,0.72,0.81,0.89,0.936,0.955,0.968,0.978,0.993,0.994,0.994,0.996,0.998,0.999,0.999,0.999,0.998,0.997,0.992,0.984,0.968,0.921]
["SNBH58","S",1.71408219,0.0116812775,0.362966167,0.0540847347,2.56486266,188.7857,0,0,0,0,10,0,0,0,0,0,0,0,0.14,0.48,0.73,0.85,0.907,0.936,0.966,0.979,0.985,0.989,0.992,0.997,0.998,0.998,0.999,0.999,0.999,0.999,0.999,0.997,0.996,0.992,0.987,0.965,0.946]
["SNBH8","S",1.61344136,0.0106386752,0.257295888,0.0487071624,1.98364455,159.784404,0,0,0,0,10,0,0,0,0,0,0.03,0.24,0.49,0.67,0.79,0.86,0.908,0.936,0.962,0.972,0.979,0.984,0.989,0.996,0.997,0.997,0.998,0.999,0.999,0.999,0.999,0.997,0.997,0.992,0.984,0.955,0.88]
["SNBM51","S",1.37023101,0.00871920342,0.177665568,0.0405725552,1.30515471,112.703058,0,0,0,0,10,0,0,0,0,0.08,0.48,0.75,0.87,0.925,0.953,0.968,0.978,0.984,0.989,0.992,0.993,0.995,0.997,0.999,0.999,0.999,0.999,0.999,0.999,0.999,0.999,0.998,0.994,0.987,0.972,0.89,0.76]
["SNPH1","S",1.75156623,0.0135004681,0.364006304,0.0668245147,2.47874141,170.756006,0,0,0,0,10,0,0,0,0,0,0,0,0,0,0,0.14,0.53,0.77,0.917,0.952,0.967,0.975,0.982,0.992,0.994,0.995,0.996,0.997,0.997,0.996,0.997,0.994,0.992,0.984,0.973,0.934,0.88]
["SNPH1W","S",1.75156623,0.0135004681,0.364006304,{"v":0.0668245147,"d":"6.68E-02"},{"v":2.47874141,"d":"2.48E+00"},{"v":170.756006,"d":"1.71E+02"},0,0,0,0,10,0,0,0,0,0,0,0,0,0,0,0.28,0.67,0.87,0.956,0.972,0.978,0.983,0.986,0.993,0.996,0.997,0.998,0.999,0.999,0.999,0.999,0.996,0.994,0.986,0.973,0.932,0.88]
["SNPH2","S",2.0386951,0.0170796224,0.437269641,0.0749254813,2.96711461,174.155354,0,0,0,0,10,0,0,0,0,0,0,0,0,0,0,0,0.02,0.24,0.7,0.85,0.91,0.936,0.953,0.978,0.988,0.99,0.993,0.996,0.996,0.996,0.997,0.997,0.996,0.992,0.988,0.977,0.961]
["SNPH3","S",2.09834903,0.0179123869,0.489088388,{"v":0.0776653353,"d":"7.77E-02"},{"v":2.94009268,"d":"2.94E+00"},{"v":160.930428,"d":"1.61E+02"},0,0,0,0,10,0,0,0,0,0,0,0,0,0,0,0,0,0.12,0.72,0.88,0.932,0.956,0.97,0.99,0.996,0.997,0.999,0.999,0.998,0.998,0.999,0.998,0.995,0.989,0.983,0.968,0.949]
["SNPH4","S",1.93563931,0.0152585289,0.449596478,0.0696815778,2.71828573,170.327149,0,0,0,0,10,0,0,0,0,0,0,0,0,0,0,0.06,0.39,0.71,0.915,0.951,0.966,0.975,0.982,0.993,0.997,0.997,0.998,0.999,0.999,0.999,0.999,0.999,0.995,0.984,0.971,0.948,0.915]
["SNPH5","S",1.89108996,0.0141164499,0.395220126,0.0662834445,2.20492127,148.6807,0,0,0,0,10,0,0,0,0,0,0,0,0,0.03,0.08,0.41,0.72,0.84,0.924,0.949,0.962,0.971,0.979,0.991,0.994,0.995,0.996,0.998,0.998,0.998,0.999,0.996,0.993,0.984,0.972,0.944,0.915]
["SNPH53","S",1.85484904,0.0134621486,0.396194484,{"v":0.0631945361,"d":"6.32E-02"},{"v":2.43512461,"d":"2.44E+00"},{"v":170.864886,"d":"1.71E+02"},0,0,0,0,10,0,0,0,0,0,0,0,0,0.05,0.34,0.63,0.77,0.85,0.914,0.94,0.953,0.962,0.971,0.988,0.994,0.996,0.997,0.998,0.999,0.999,0.999,0.998,0.995,0.986,0.976,0.952,0.927]
["SNPH7","S",1.68236554,0.0131431682,0.339649644,0.0645040012,2.25049208,181.3863,0,0,0,0,10,0,0,0,0,0,0,0,0,0,0.11,0.45,0.74,0.87,0.949,0.971,0.98,0.986,0.99,0.996,0.997,0.997,0.997,0.998,0.998,0.998,0.999,0.999,0.995,0.984,0.97,0.951,0.92]
["SNSL2","S",0.951239368,0.00513091895,0.313094652,0.0231960516,1.70928507,201.539573,0,0,0,0,10,0,0,0,0,0.01,0.2,0.6,0.84,0.936,0.97,0.984,0.991,0.995,0.996,0.996,0.997,0.997,0.998,0.999,0.998,0.998,0.998,0.999,0.998,0.998,0,0,0,0,0,0,0]
["SNSL3","S",0.882514764,0.00464504582,0.389271907,0.0200551397,1.10693448,136.234339,0,0,0,0,10,0,0,0,0,0.15,0.53,0.8,0.924,0.968,0.984,0.99,0.995,0.997,0.997,0.997,0.997,0.998,0.998,0.999,0.999,0.998,0.998,0.998,0.998,0.997,0.997,0.992,0.991,0.968,0.93,0.86,0.81]
["SNSL36","S",1.09666153,0.00667491123,0.168990073,0.033609545,1.20580827,141.668738,0,0,0,0,10,0,0,0,0,0,0,0.18,0.57,0.81,0.917,0.96,0.98,0.989,0.995,0.996,0.997,0.998,0.998,0.999,0.999,0.998,0.998,0.999,0.998,0.998,0.998,0.996,0.994,0.978,0.95,0.89,0.86]
["SNSL5","S",1.04574577,0.0058523228,0.239613026,0.0236858752,1.1590685,131.329061,0,0,0,0,10,0,0,0,0,0.04,0.32,0.67,0.86,0.941,0.972,0.984,0.992,0.995,0.996,0.996,0.996,0.997,0.998,0.998,0.998,0.997,0.998,0.998,0.998,0.998,0.997,0.988,0.992,0.972,0.939,0.86,0.81]
["SPHM51","L",2.5759016,-0.010553544,0.013895937,2.6498331E-4,{"v":-1.9680543e-06,"d":"-1.97E-06"},{"v":1.0989977E-7,"d":"1.10E-07"},0,0,0,0,10,0,0,0,0.08,0.18,0.35,0.55,0.72,0.84,0.915,0.954,0.973,0.984,0.991,0.992,0.994,0.995,0.997,0.998,0.997,0.997,0.998,0.999,0.999,0,0,0,0,0,0,0,0]
["SPHM52","S",1.0996655,0.0132718559,0.478125422,{"v":-0.000601649685,"d":"-6.02E-04"},{"v":1.13214074,"d":"1.13E+00"},{"v":130.595472,"d":"1.31E+02"},0,0,0,0,10,0,0,0,0,0,0.05,0.25,0.51,0.72,0.85,0.923,0.957,0.974,0.986,0.99,0.992,0.994,0.996,0.998,0.998,0.998,0.998,0.997,0.996,0.996,0.996,0.996,0.991,0.979,0.961,0.926,0.89]
["SPHM53","S",1.09775423,0.01233694,0.434816432,-0.000372522903,1.13894976,124.276984,0,0,0,0,10,0,0,0,0.03,0.1,0.25,0.45,0.64,0.78,0.88,0.935,0.963,0.977,0.986,0.987,0.989,0.992,0.994,0.998,0.997,0.996,0.996,0.997,0.997,0.996,0.997,0.993,0.987,0.967,0.941,0.87,0.83]
["SSL2","L",2.3006861,-0.0098822575,0.013878959,1.6341277E-4,{"v":1.4393331E-5,"d":"1.44E-05"},{"v":-9.3322118e-08,"d":"-9.33E-08"},0,0,0,0,10,0,0,0,0,0,0,0,0,0.932,0.958,0.968,0.982,0.989,0.992,0.993,0.995,0.996,0.997,0.998,0.997,0.997,0.998,0.999,0.999,0,0,0,0,0,0,0,0]
["SSL4","L",2.4215744,-0.010407499,0.014972392,0.00067413977,{"v":-4.3790323e-05,"d":"-4.38E-05"},{"v":3.4167573e-06,"d":"3.42E-06"},0,0,0,0,10,0,0,0,0,0,0.05,0.27,0.53,0.71,0.82,0.88,0.927,0.954,0.976,0.986,0.991,0.993,0.995,0.996,0.996,0.996,0.997,0,0,0,0,0,0,0,0,0,0]
["SSL5","L",2.279329,-0.010732907,0.012001392,0.00058141137,{"v":-4.6205948e-05,"d":"-4.62E-05"},{"v":2.9557679e-06,"d":"2.96E-06"},0,0,0,0,10,0,0,0,0,0,0,0,0,0,0.921,0.945,0.965,0.978,0.99,0.991,0.994,0.996,0.997,0.998,0.998,0.997,0.998,0.999,0.999,0,0,0,0,0,0,0,0]
["SSL6","L",2.2951997,-0.011051918,0.011986299,0.00077359864,{"v":-7.0624966e-05,"d":"-7.06E-05"},{"v":4.3072604e-06,"d":"4.31E-06"},0,0,0,0,10,0,0,0.1,0.32,0.53,0.69,0.8,0.87,0.923,0.951,0.967,0.979,0.985,0.99,0.991,0.993,0.995,0.996,0.997,0.996,0.996,0.996,0,0,0,0,0,0,0,0,0,0]
["STIH1","S",1.60326759,0.0118019139,0.242980935,0.0591363658,1.81313592,161.218747,0,0,0,0,10,0,0,0,0,0,0,0,0,0,0.19,0.56,0.78,0.88,0.952,0.971,0.978,0.982,0.987,0.994,0.994,0.991,0.993,0.998,0.999,0.998,0.998,0.996,0.995,0.988,0.981,0.957,0.941]
["STIH10","S",1.61549392,0.0119830897,0.262433239,0.059651024,2.09426189,181.657554,0,0,0,0,10,0,0,0,0,0,0,0,0,0,0.09,0.41,0.67,0.81,0.931,0.963,0.975,0.982,0.987,0.994,0.995,0.993,0.994,0.998,0.998,0.998,0.998,0.994,0.993,0.985,0.977,0.947,0.929]
["STIH11","S",1.72677471,0.0129369958,0.324568628,0.0618255245,2.65816809,221.904637,0,0,0,0,10,0,0,0,0,0,0,0,0,0,0.08,0.4,0.66,0.8,0.915,0.948,0.964,0.973,0.98,0.992,0.992,0.99,0.992,0.998,0.998,0.999,0.999,0.997,0.996,0.989,0.982,0.964,0.942]
["STIH13","S",1.62224674,0.0118368386,0.293844589,0.0590208025,1.99225164,171.959976,0,0,0,0,10,0,0,0,0,0,0,0,0,0,0.08,0.38,0.64,0.8,0.921,0.957,0.97,0.978,0.984,0.993,0.993,0.991,0.994,0.997,0.998,0.997,0.998,0.994,0.993,0.983,0.974,0.944,0.92]
["STIH14","S",1.68915108,0.0128202514,0.290462024,0.0618090841,2.37971516,201.094352,0,0,0,0,10,0,0,0,0,0,0,0,0,0,0.1,0.43,0.7,0.84,0.934,0.96,0.971,0.977,0.983,0.993,0.993,0.99,0.992,0.997,0.999,0.999,0.999,0.997,0.996,0.988,0.982,0.961,0.942]
["STIH18","S",1.59921608,0.0116469304,0.259532164,0.0584824883,2.12454543,186.927779,0,0,0,0,10,0,0,0,0,0,0,0,0,0,0.18,0.54,0.77,0.87,0.951,0.971,0.979,0.984,0.988,0.995,0.995,0.993,0.995,0.998,0.999,0.999,0.999,0.996,0.995,0.986,0.978,0.948,0.928]
["STIH20","S",1.59255052,0.0119420495,0.218805922,{"v":0.0592770292,"d":"5.93E-02"},{"v":1.60254262,"d":"1.60E+00"},{"v":143.961778,"d":"1.44E+02"},0,0,0,0,10,0,0,0,0,0,0,0,0,0.02,0.32,0.68,0.84,0.907,0.952,0.967,0.975,0.98,0.985,0.993,0.994,0.992,0.994,0.998,0.998,0.998,0.998,0.995,0.994,0.986,0.978,0.947,0.929]
["STIH23","S",1.73986485,0.01294413,0.313894918,0.0612116868,2.31093206,197.420482,0,0,0,0,10,0,0,0,0,0,0,0,0,0,0.12,0.44,0.67,0.8,0.906,0.947,0.962,0.972,0.979,0.992,0.992,0.991,0.993,0.998,0.998,0.998,0.999,0.997,0.996,0.988,0.981,0.962,0.937]
["STIH3","S",1.64797648,0.0121917693,0.267261917,{"v":0.0597893039,"d":"5.98E-02"},{"v":2.19772845,"d":"2.20E+00"},{"v":192.15834,"d":"1.92E+02"},0,0,0,0,10,0,0,0,0,0,0,0,0,0,0.16,0.51,0.74,0.85,0.94,0.964,0.975,0.981,0.986,0.994,0.994,0.993,0.995,0.999,0.999,0.999,0.999,0.997,0.996,0.988,0.98,0.955,0.933]
["STIH4","S",1.66755531,0.0122052137,0.294411865,0.0597775329,2.49422119,214.869618,0,0,0,0,10,0,0,0,0,0,0,0,0,0,0.12,0.45,0.7,0.82,0.929,0.962,0.973,0.98,0.986,0.995,0.994,0.993,0.995,0.999,0.999,0.999,0.997,0.995,0.994,0.987,0.981,0.961,0.942]
["STIH53","S",1.87904886,0.014412177,0.369719775,0.063881799,2.33730863,182.66818,0,0,0,0,10,0,0,0,0,0,0,0,0,0,0.06,0.35,0.61,0.75,0.87,0.927,0.948,0.961,0.971,0.987,0.989,0.985,0.989,0.997,0.998,0.999,0.999,0.998,0.997,0.991,0.986,0.974,0.955]
["STIH53W","S",1.87904886,0.014412177,0.369719775,0.063881799,2.33730863,182.66818,0,0,0,0,10,0,0,0,0,0,0,0,0,0,0.11,0.45,0.71,0.83,0.918,0.954,0.971,0.98,0.986,0.995,0.999,0.999,0.999,0.999,0.999,0.999,0.999,0.999,0.999,0.994,0.985,0.961,0.925]
["STIH57","S",2.21103256,0.0142330268,0.450346986,{"v":0.0638573392,"d":"6.39E-02"},{"v":2.47746663,"d":"2.48E+00"},{"v":161.9376,"d":"1.62E+02"},0,0,0,0,10,0,0,0,0,0,0,0,0,0,0.02,0.13,0.33,0.51,0.73,0.84,0.898,0.929,0.95,0.979,0.988,0.991,0.994,0.997,0.997,0.997,0.997,0.997,0.995,0.989,0.977,0.947,0.85]
["STIH6","S",1.77227611,0.0131182633,0.34569125,0.0614479619,2.40788501,200.753254,0,0,0,0,10,0,0,0,0,0,0,0,0,0,0.12,0.48,0.7,0.82,0.919,0.955,0.97,0.978,0.984,0.993,0.995,0.994,0.996,0.998,0.998,0.998,0.998,0.997,0.995,0.986,0.978,0.958,0.928]
["STIL1","S",1.25088944,0.00883921279,0.0997973327,0.0482685052,1.20583504,137.414953,0,0,0,0,10,0,0,0,0,0,0,0.01,0.29,0.69,0.87,0.944,0.972,0.984,0.992,0.994,0.995,0.996,0.997,0.998,0.998,0.998,0.998,0.998,0.998,0.997,0.997,0.996,0.993,0.977,0.948,0.89,0.85]
["STIL2","S",1.23401499,0.00869507800999999,0.0959796832999999,{"v":0.0465611429,"d":"4.66E-02"},{"v":1.20503991,"d":"1.21E+00"},{"v":137.953301,"d":"1.38E+02"},0,0,0,0,10,0,0,0,0,0,0,0.04,0.32,0.66,0.84,0.925,0.962,0.979,0.99,0.994,0.995,0.996,0.997,0.998,0.998,0.997,0.998,0.999,0.998,0.997,0.997,0.997,0.995,0.987,0.97,0.942,0.917]
["STIL25","S",1.32122534,0.00952091436,0.123824976,0.0516062665,1.43685254,149.064883,0,0,0,0,10,0,0,0,0,0,0,0,0.01,0.28,0.65,0.85,0.929,0.964,0.986,0.991,0.993,0.994,0.995,0.998,0.998,0.997,0.998,0.999,0.999,0.998,0.998,0.994,0.994,0.981,0.963,0.911,0.89]
["STIL26","S",1.31066488,0.00968897812,0.0941903094,0.0527763106,1.23292644,133.296422,0,0,0,0,10,0,0,0,0,0,0,0,0.07,0.44,0.74,0.88,0.945,0.971,0.989,0.993,0.995,0.995,0.997,0.998,0.998,0.997,0.998,0.999,0.998,0.998,0.998,0.995,0.993,0.977,0.95,0.89,0.86]
["STIL27","S",1.31433154,0.00950404476999999,0.112300168,{"v":0.0524112772,"d":"5.24E-02"},{"v":1.413901,"d":"1.41E+00"},{"v":148.429972,"d":"1.48E+02"},0,0,0,0,10,0,0,0,0,0,0,0,0.05,0.44,0.78,0.913,0.961,0.979,0.99,0.993,0.994,0.995,0.996,0.998,0.998,0.998,0.998,0.999,0.999,0.998,0.998,0.994,0.993,0.978,0.955,0.89,0.87]
["STIL6","S",1.17701777,0.00771087686,0.12795803,0.0411325328,1.34740124,154.531692,0,0,0,0,10,0,0,0,0,0,0,0.07,0.44,0.74,0.88,0.948,0.973,0.985,0.99,0.989,0.99,0.991,0.993,0.994,0.994,0.992,0.996,0.998,0.997,0.997,0.996,0.995,0.993,0.977,0.947,0.89,0.85]
["STIM1","S",1.4496383,0.0112094282,0.122986408,0.059626577,1.38066723,138.178326,0,0,0,0,10,0,0,0,0,0,0,0,0,0.09,0.47,0.76,0.89,0.945,0.977,0.984,0.987,0.99,0.992,0.997,0.997,0.996,0.997,0.998,0.998,0.998,0.998,0.993,0.993,0.98,0.965,0.917,0.89]
["STIM2","S",1.42193846,0.0107291511,0.133827968,0.0572587546,1.45060574,145.381805,0,0,0,0,10,0,0,0,0,0,0,0,0,0.08,0.44,0.73,0.87,0.942,0.978,0.987,0.99,0.992,0.994,0.997,0.997,0.996,0.997,0.999,0.999,0.999,0.999,0.995,0.995,0.984,0.971,0.93,0.914]
["STIM22","S",1.44222294,0.0104249404,0.194432265,{"v":0.0550235257,"d":"5.50E-02"},{"v":1.74092482,"d":"1.74E+00"},{"v":169.710769,"d":"1.70E+02"},0,0,0,0,10,0,0,0,0,0,0,0,0,0.04,0.37,0.7,0.86,0.928,0.97,0.981,0.986,0.989,0.991,0.996,0.996,0.995,0.996,0.998,0.997,0.997,0.996,0.993,0.991,0.981,0.97,0.934,0.916]
["STIM25","S",1.50659233,0.0109501562,0.204786135,{"v":0.0574980285,"d":"5.75E-02"},{"v":1.92036668,"d":"1.92E+00"},{"v":178.128535,"d":"1.78E+02"},0,0,0,0,10,0,0,0,0,0,0,0,0,0.01,0.24,0.6,0.8,0.89,0.957,0.974,0.981,0.986,0.989,0.995,0.996,0.995,0.996,0.999,0.998,0.998,0.998,0.995,0.995,0.987,0.977,0.944,0.93]
["STIM27","S",1.4168047,0.0100732158,0.196785057,0.0537616908,1.68001322,164.672436,0,0,0,0,10,0,0,0,0,0,0,0,0,0.05,0.41,0.73,0.87,0.935,0.973,0.983,0.987,0.99,0.992,0.997,0.997,0.996,0.997,0.999,0.998,0.998,0.998,0.995,0.994,0.984,0.973,0.936,0.919]
["STIM28","S",1.5427081,0.0113925005,0.217113891,0.0579224572,1.81904459,167.697189,0,0,0,0,10,0,0,0,0,0,0,0,0,0.01,0.23,0.58,0.79,0.88,0.951,0.97,0.978,0.983,0.987,0.994,0.995,0.994,0.995,0.998,0.998,0.998,0.998,0.996,0.996,0.989,0.983,0.961,0.948]
["STIM3","S",1.40691144,0.0105633641,0.128369745,0.0568483105,1.51826191,152.107924,0,0,0,0,10,0,0,0,0,0,0,0,0,0.13,0.53,0.79,0.907,0.95,0.976,0.984,0.986,0.989,0.992,0.996,0.996,0.995,0.997,0.999,0.998,0.996,0.996,0.994,0.994,0.983,0.971,0.929,0.913]
["STIM35","S",1.55849775,0.0115367235,0.230767007,{"v":0.0586095947,"d":"5.86E-02"},{"v":1.84436099,"d":"1.84E+00"},{"v":162.981888,"d":"1.63E+02"},0,0,0,0,10,0,0,0,0,0,0,0,0,0,0.14,0.48,0.72,0.84,0.939,0.964,0.974,0.981,0.986,0.994,0.994,0.993,0.995,0.998,0.999,0.999,0.999,0.995,0.995,0.988,0.98,0.942,0.931]
["STIM39","S",1.47008105,0.0102900432,0.224752746,0.0541276904,2.44968592,237.43494,0,0,0,0,10,0,0,0,0,0,0,0,0,0.03,0.33,0.66,0.82,0.906,0.962,0.973,0.98,0.985,0.989,0.994,0.995,0.994,0.995,0.998,0.999,0.998,0.998,0.995,0.994,0.983,0.971,0.937,0.913]
["STIM5","S",1.38531342,0.0104074567,0.122372945,0.0557440088,1.40508326,144.878733,0,0,0,0,10,0,0,0,0,0,0,0,0,0.19,0.6,0.84,0.931,0.963,0.984,0.989,0.991,0.993,0.995,0.997,0.997,0.997,0.997,0.999,0.998,0.998,0.998,0.994,0.994,0.982,0.966,0.923,0.902]
["STIM6","S",1.41315067,0.00995172813999999,0.1914654,0.0527932739,1.68833255,168.804627,0,0,0,0,10,0,0,0,0,0,0,0,0,0,0.14,0.49,0.73,0.86,0.935,0.959,0.968,0.975,0.982,0.993,0.993,0.992,0.994,0.999,0.999,0.999,0,0,0,0,0,0,0]
["STIM8","S",1.37262713,0.0103220068,0.112636276,{"v":0.0550195044,"d":"5.50E-02"},{"v":1.39786421,"d":"1.40E+00"},{"v":147.735609,"d":"1.48E+02"},0,0,0,0,10,0,0,0,0,0,0,0,0.02,0.27,0.64,0.84,0.928,0.962,0.982,0.988,0.99,0.992,0.994,0.997,0.997,0.996,0.997,0.998,0.997,0.996,0.996,0.994,0.993,0.983,0.968,0.935,0.915]
["SYGH51","S",1.0828017,0.018115636,0.933988681,3.04157575E-3,1.32367286,91.0353195,0,0,0,0,10,0.03,0.12,0.21,0.24,0.47,0.61,0.73,0.82,0.88,0.93,0.956,0.972,0.98,0.988,0.991,0.994,0.996,0.997,0.998,0.998,0.998,0.998,0.998,0.998,0.997,0.997,0.993,0.993,0.984,0.958,0.88,0.62]
["SYGH52","L",3.1224406,-0.015600077,0.023832255,0.00072563954,{"v":-3.0563799e-05,"d":"-3.06E-05"},{"v":2.0883401e-06,"d":"2.09E-06"},0,0,0,0,10,0,0,0,0.08,0.19,0.34,0.5,0.66,0.78,0.86,0.914,0.945,0.961,0.976,0.983,0.988,0.993,0.995,0.996,0.996,0.995,0.995,0,0,0,0,0,0,0,0,0,0]
["TIH11","L",3.0547581,-0.013301755,0.039295435,{"v":0.0028224343,"d":"2.82E-03"},{"v":-0.00017708961,"d":"-1.77E-04"},{"v":2.6536608e-05,"d":"2.65E-05"},0,0,0,0,10,0,0,0,0,0,0,0,0,0,0.15,0.53,0.76,0.86,0.937999999999999,0.959,0.97,0.977,0.983,0.992,0.992,0.99,0.993,0,0,0,0,0,0,0,0,0,0]
["TIH14","L",2.9828967,-0.013103151,0.036731099,0.0025467663,-0.00015569271,{"v":2.3553872e-05,"d":"2.36E-05"},0,0,0,0,10,0,0,0,0,0,0,0,0,0,0.15,0.52,0.73,0.85,0.935,0.956,0.967,0.975,0.981,0.991,0.992,0.989,0.992,0,0,0,0,0,0,0,0,0,0]
["TIH20","L",2.8152064,-0.012678578,0.028581271,{"v":2.350329E-3,"d":"2.35E-03"},{"v":-2.0237154E-4,"d":"-2.02E-04"},{"v":2.1275214e-05,"d":"2.13E-05"},0,0,0,0,10,0,0,0,0,0,0,0,0,0.01,0.3,0.68,0.85,0.923,0.964,0.976,0.981,0.985,0.989,0.995,0.995,0.994,0.996,0,0,0,0,0,0,0,0,0,0]
["TIH23","L",3.0578382,-0.013332336,0.038204824,{"v":0.0028735627,"d":"2.87E-03"},{"v":-0.00019421032,"d":"-1.94E-04"},{"v":2.6269529e-05,"d":"2.63E-05"},0,0,0,0,10,0,0,0,0,0,0,0,0,0,0.17,0.54,0.75,0.85,0.926,0.951,0.964,0.972,0.979,0.99,0.991,0.989,0.992,0,0,0,0,0,0,0,0,0,0]
["TIH53","L",3.2534707,-0.014523589,0.046505136,0.0036159629,-0.00024194408,{"v":3.5879606e-05,"d":"3.59E-05"},0,0,0,0,10,0,0,0,0,0,0,0,0,0,0,0.06,0.32,0.59,0.84,0.916,0.943,0.961,0.971,0.987,0.99,0.989,0.992,0,0,0,0,0,0,0,0,0,0]
["TIH6","L",3.1200483,-0.012774901,0.042416181,{"v":0.0025526467,"d":"2.55E-03"},{"v":-0.00011907015,"d":"-1.19E-04"},{"v":2.3448425e-05,"d":"2.34E-05"},0,0,0,0,10,0,0,0,0,0,0,0,0,0,0.19,0.52,0.72,0.82,0.908,0.939,0.954,0.965,0.974,0.988,0.989,0.987,0.99,0,0,0,0,0,0,0,0,0,0]
["TIM11","L",2.5613591,-0.01200739,0.020780357,0.001425606,{"v":-0.00011027477,"d":"-1.10E-04"},{"v":1.1477786E-5,"d":"1.15E-05"},0,0,0,0,10,0,0,0,0,0,0,0,0,0,0,0,0,0.914,0.968,0.979,0.984,0.987,0.99,0.995,0.994,0.993,0.995,0.997,0.998,0,0,0,0,0,0,0,0]
["TPH55","L",2.9569821,-0.013856476,0.037265687,0.0029140249,-0.00020079792,{"v":2.945722e-05,"d":"2.95E-05"},0,0,0,0,10,0,0,0,0,0,0,0,0,0,0,0,0,0,0.93,0.961,0.973,0.98,0.986,0.994,0.995,0.993,0.993,0.998,0.999,0,0,0,0,0,0,0,0]
["YGH51","L",3.0180334,-0.015399743,0.021762822,0.00053963162,{"v":-1.3760417e-05,"d":"-1.38E-05"},{"v":9.9935993e-07,"d":"9.99E-07"},0,0,0,0,10,0,0,0,0.03,0.14,0.26,0.42,0.58,0.72,0.82,0.88,0.927,0.952,0.974,0.983,0.988,0.991,0.994,0.996,0.996,0.995,0.997,0,0,0,0,0,0,0,0,0,0]
["YGH52","L",3.1224406,-0.015600077,0.023832255,{"v":0.00072563954,"d":"7.26E-04"},{"v":-3.0563799e-05,"d":"-3.06E-05"},{"v":2.0883401e-06,"d":"2.09E-06"},0,0,0,0,10,0,0,0,0.08,0.19,0.34,0.5,0.66,0.78,0.86,0.914,0.945,0.961,0.976,0.983,0.988,0.993,0.995,0.996,0.996,0.995,0.995,0,0,0,0,0,0,0,0,0,0]
["ZSL1","L",2.3150758,-0.0082284236,0.01271626,1.6309429E-4,{"v":4.462927e-06,"d":"4.46E-06"},{"v":8.5055588e-08,"d":"8.51E-08"},0,0,0,0,10,0,0.02,0.15,0.41,0.65,0.81,0.902,0.948,0.972,0.983,0.981,0.991,0.995,0.993,0.992,0.994,0.996,0.997,0.998,0.997,0.996,0.997,0,0,0,0,0,0,0,0,0,0]
["ZSL4","L",2.2544473,-0.0087142036,0.010549091,0.00059026276,{"v":-5.4020281e-05,"d":"-5.40E-05"},{"v":2.9007689e-06,"d":"2.90E-06"},0,0,0,0,10,0,0.02,0.2,0.53,0.78,0.91,0.962,0.983,0.991,0.992,0.988,0.995,0.996,0.996,0.996,0.997,0.997,0.998,0.998,0.997,0.996,0.997,0,0,0,0,0,0,0,0,0,0]
["ZSL5","L",2.3144588,-0.0071375087,0.01334394,0.00020658802,{"v":-1.332421e-06,"d":"-1.33E-06"},{"v":5.2289194e-07,"d":"5.23E-07"},0,0,0,0,10,0,0.06,0.27,0.57,0.79,0.91,0.962,0.984,0.992,0.995,0.988,0.995,0.998,0.996,0.996,0.996,0.996,0.998,0.998,0.998,0.998,0.998,0,0,0,0,0,0,0,0,0,0]
["ZSL7","L",2.2455062,-0.009857397,0.010905366,0.00023842782,{"v":-1.0459933E-5,"d":"-1.05E-05"},{"v":6.2072557e-07,"d":"6.21E-07"},0,0,0,0,10,0,0,0,0.08,0.23,0.44,0.62,0.76,0.85,0.911,0.935,0.959,0.973,0.982,0.985,0.99,0.993,0.994,0.996,0.995,0.995,0.996,0,0,0,0,0,0,0,0,0,0]

{"sheet":"Osaka","index":15,"n_rows":8,"n_cols":34,"rows_kept":8}
["Name","Eqn","A1","A2","A3","A4","A5","A6","A7","A8","A9","A10","t (mm)",370,380,390,400,420,440,460,480,500,550,600,650,700,800,900,1000,1200,1400,1000,1200,1400]
["OKP1","L",2.61061439,-0.0142308621,{"v":0.0106221882,"d":"1.06E-02"},{"v":0.010476329,"d":"1.05E-02"},{"v":-1.45572568E-3,"d":"-1.46E-03"},1.11156779E-4,0,0,0,0,10,0.208,0.502,0.7,0.799,0.847,0.874,0.9,0.943,0.96,0.974,0.978,0.978,0.97,0.971,0.734,0.581]
["OKP4","L",2.49229924,-1.46713148E-3,0.0304059117,-2.31959706E-4,0.00036292833,-1.89103319E-5,0,0,0,0,10,0.03,0.174,0.358,0.516,0.652,0.735,0.786,0.852,0.886,0.915,0.932,0.948,0.963,0.982,0.972,0.96,0.993,0.965,0.973,0.581,0.524]
["OKP4HT","L",2.553709504,-0.0006509906996,0.0347992809,{"v":9.853835668E-4,"d":"9.85E-04"},{"v":1.04370319E-4,"d":"1.04E-04"},{"v":1.213254585E-5,"d":"1.21E-05"},0,0,0,0,10,0.059,0.463,0.725,0.827,0.893,0.933,0.956,0.962,0.958,0.932,0.923,0.949,0.956,0.977,0.977,0.979,0.827,0.578]
["OKP4HTL","L",2.567209927,-0.007432658575,0.02528522709,0.003876278106,-0.0002778852749,2.9174017e-05,0,0,0,0,10,0.061,0.491,0.761,0.855,0.911,0.928,0.948,0.962,0.965,0.974,0.977,0.983,0.975,0.981,0.977,0.98,0.826,0.567]
["OKPA1","L",2.688035877,-0.03775899191,-0.03201757889,0.02506905207,-0.003587704229,0.0002310312651,0,0,0,0,10,0.289,0.695,0.845,0.896,0.925,0.943,0.956,0.975,0.987,0.988,0.995,0.993,0.979,0.981,0.76,0.618]
["OKPA2","L",2.625356549,-0.0008413643432,0.03950465147,0.001959228927,-3.117503579e-05,3.381477607e-05,0,0,0,0,10,0.035,0.167,0.311,0.426,0.606,0.718,0.779,0.833,0.864,0.912,0.938,0.953,0.957,0.978,0.966,0.969,0.722,0.583]
["OKPV1","L",2.66046434,-0.0448928614,-0.0324158454,{"v":0.0227012139,"d":"2.27E-02"},{"v":-0.00307415285,"d":"-3.07E-03"},{"v":0.000185910358,"d":"1.86E-04"},0,0,0,0,10,0.034,0.286,0.483,0.579,0.691,0.767,0.816,0.858,0.889,0.944,0.974,0.988,0.991,0.981,0.977,0.978,0.82,0.581]

{"sheet":"Pilkington","index":16,"n_rows":32,"n_cols":50,"rows_kept":32}
["Name","Eqn","A1","A2","A3","A4","A5","A6","A7","A8","A9","A10","t (mm)",240,250,260,270,280,290,300,310,320,330,340,350,360,365,370,380,390,400,420,440,460,480,500,550,600,650,700,800,900,1000,1200,1400,1600,1800,2000,2200,2400]
["BSC517642C","L",2.2720316,-0.010278046,{"v":0.010532184,"d":"1.05E-02"},{"v":0.00023038239,"d":"2.30E-04"},{"v":-1.1910889E-5,"d":"-1.19E-05"},{"v":7.9082994e-07,"d":"7.91E-07"},0,0,0,0,10,0,0,0,0,0,0,0,0.545,0.565,0.777,0.897,0.956,0.978,0.986,0.989,0.992,0.997,0.998,0.998,0.998,0.998,0.998,0.999,0.999,0.999,0.998,0.999,0.999,0.999,0.998,0.998,0.972,0.991,0.978,0.952,0.853,0]
["DBC589613A","L",2.4885494,-0.01104505,0.01323084,0.00030106619,{"v":-1.3257692E-5,"d":"-1.33E-05"},{"v":8.0918062e-07,"d":"8.09E-07"},0,0,0,0,10,0,0,0,0,0,0,0,0.497,0.521,0.678,0.807,0.89,0.937999999999999,0.955,0.966,0.979,0.987,0.992,0.994,0.994,0.995,0.996,0.997,0.997,0.997,0.997,0.997,0.997,0.996,0.996,0.997,0.975,0.989,0.979,0.954,0.83,0]
["DBC603606A","L",2.5313409,-0.011064493,0.013772767,{"v":0.00034888877,"d":"3.49E-04"},{"v":-1.9268436e-05,"d":"-1.93E-05"},{"v":1.2101782E-6,"d":"1.21E-06"},0,0,0,0,10,0,0,0,0,0,0,0,0,0,0,0,0,0.936,0.952,0.964,0.977,0.985,0.99,0.992,0.992,0.993,0.994,0.995,0.996,0.996,0.995,0.997,0.996,0.996,0.994,0.996,0.977,0.989,0.975,0.954,0.85,0]
["DBC607567A","L",2.5402116,-0.0091804338,0.015230157,0.0003205447,{"v":-9.0390277e-06,"d":"-9.04E-06"},{"v":7.6725105e-07,"d":"7.67E-07"},0,0,0,0,10,0,0,0,0,0,0,0,0,0.613,0.748,0.856,0.921,0.956,0.967,0.975,0.985,0.99,0.993,0.994,0.993,0.994,0.995,0.996,0.997,0.997,0.996,0.997,0.997,0.996,0.997,0.997,0.989,0.993,0.984,0.971,0.88,0]
["DBC613586A","L",2.5589546,-0.010126313,0.014848827,0.00030218924,{"v":-8.236917e-06,"d":"-8.24E-06"},{"v":6.5344266e-07,"d":"6.53E-07"},0,0,0,0,10,0,0,0,0,0,0,0,0,0.578,0.691,0.815,0.895,0.942,0.956,0.967,0.98,0.987,0.991,0.993,0.992,0.992,0.994,0.995,0.997,0.997,0.996,0.998,0.998,0.997,0.998,0.998,0.987,0.992,0.98,0.96,0.88,0]
["DBC620603B","L",2.5855051,-0.011772018,0.014381173,0.0003617331,{"v":-1.9948139E-5,"d":"-1.99E-05"},{"v":1.2730166E-6,"d":"1.27E-06"},0,0,0,0,10,0,0,0,0,0,0,0,0,0.464,0.555,0.702,0.824,0.897,0.922,0.941,0.964,0.976,0.983,0.986,0.986,0.987,0.99,0.992,0.994,0.993,0.992,0.994,0.989,0.997,0.988,0.993,0.977,0.983,0.967,0.944,0.845,0]
["DBC623569A","L",2.5889276,-0.0097628853,0.015633659,{"v":3.4015696E-4,"d":"3.40E-04"},{"v":-1.1383837e-05,"d":"-1.14E-05"},{"v":9.4301007e-07,"d":"9.43E-07"},0,0,0,0,10,0,0,0,0,0,0,0,0,0.583,0.687,0.811,0.893,0.941,0.955,0.966,0.979,0.987,0.99,0.991,0.99,0.991,0.992,0.994,0.996,0.996,0.996,0.998,0.998,0.996,0.997,0.998,0.989,0.992,0.978,0.958,0.88,0]
["DBC623581A","L",2.5915751,-0.011519832,0.015152815,0.00033493422,{"v":-1.1055855e-05,"d":"-1.11E-05"},{"v":7.9163512e-07,"d":"7.92E-07"},0,0,0,0,10,0,0,0,0,0,0,0,0,0,0.708,0.828,0.904,0.946,0.96,0.971,0.982,0.989,0.992,0.992,0.991,0.992,0.994,0.996,0.997,0.996,0.996,0.998,0.998,0.999,0.999,0.999,0.986,0.992,0.982,0.962,0.875,0]
["DBC639554A","L",2.6378493,-0.010595429,0.016423767,0.00039418371,{"v":-1.5078743e-05,"d":"-1.51E-05"},{"v":1.4341763E-6,"d":"1.43E-06"},0,0,0,0,10,0,0,0,0,0,0,0,0,0,0,0.388,0.386,0.558,0.663,0.746,0.86,0.922,0.955,0.979,0.984,0.988,0.991,0.993,0.995,0.994,0.994,0.996,0.996,0.997,0.996,0.996,0.987,0.989,0.973,0.952,0.867,0]
["DBC658509A","L",2.695893,-0.0099470683,0.018836128,4.1680841E-4,{"v":-7.1485021e-06,"d":"-7.15E-06"},{"v":1.1104193e-06,"d":"1.11E-06"},0,0,0,0,10,0,0,0,0,0,0,0,0,0,0,0.334,0.45,0.662,0.743,0.807,0.889,0.935,0.956,0.967,0.973,0.981,0.987,0.99,0.995,0.994,0.993,0.996,0.995,0.996,0.997,0.998,0.993,0.992,0.984,0.97,0.921,0]
["DEDF717295A","L",2.8447823,-0.0091311141,0.032879412,{"v":1.5559114E-3,"d":"1.56E-03"},{"v":-5.6526559e-05,"d":"-5.65E-05"},{"v":1.1202214e-05,"d":"1.12E-05"},0,0,0,0,10,0,0,0,0,0,0,0,0,0,0,0,0.427,0.686,0.778,0.839,0.908,0.945,0.966,0.984,0.991,0.995,0.996,0.997,0.998,0.999,0.999,0.999,1.001,0.999,0.999,1.001,0.997,0.996,0.981,0.968,0.932,0]
["DEDF728284A","L",2.8761537,-9.5635028E-3,0.035024296,{"v":0.0014706451,"d":"1.47E-03"},{"v":-2.4811339e-05,"d":"-2.48E-05"},{"v":1.1334039E-5,"d":"1.13E-05"},0,0,0,0,10,0,0,0,0,0,0,0,0,0,0,0,0,0,0,0,0.318,0.589,0.809,0.954,0.982,0.99,0.994,0.996,0.999,0.998,0.998,0.999,0.999,0.999,0.999,1.001,0.995,0.995,0.98,0.967,0.92,0]
["DEDF741278A","L",2.9142613,-0.0094827751,0.036260093,{"v":1.7879183E-3,"d":"1.79E-03"},{"v":-7.15303e-05,"d":"-7.15E-05"},{"v":1.4254407e-05,"d":"1.43E-05"},0,0,0,0,10,0,0,0,0,0,0,0,0,0,0,0,0,0,0,0.377,0.52,0.766,0.887,0.964,0.983,0.99,0.994,0.996,0.998,0.998,0.997,0.998,0.999,0.999,0.999,0.999,0.996,0.994,0.977,0.962,0.921,0]
["DEDF755276A","L",2.9603174,-0.00922886199999999,0.037582426,{"v":1.8256618E-3,"d":"1.83E-03"},{"v":-6.3806873E-5,"d":"-6.38E-05"},{"v":1.3921544e-05,"d":"1.39E-05"},0,0,0,0,10,0,0,0,0,0,0,0,0,0,0,0,0,0.403,0.524,0.64,0.791,0.874,0.923,0.968,0.984,0.99,0.994,0.996,0.997,0.997,0.997,0.998,0.998,0.999,0.999,0.999,0.996,0.994,0.98,0.968,0.934,0]
["DEDF762265A","L",2.9905317,-0.015856344,0.030539491,0.0046960564,-0.00048784529,{"v":4.1948509e-05,"d":"4.19E-05"},0,0,0,0,10,0,0,0,0,0,0,0,0,0,0,0,0,0,0,0,0,0.37,0.636,0.901,0.961,0.978,0.986,0.991,0.995,0.995,0.995,0.996,0.998,0.999,0.999,0.999,0.993,0.995,0.985,0.976,0.934,0]
["DEDF785258A","L",3.050431,-0.010017056,0.041840912,0.0020398391,{"v":-5.4073779E-5,"d":"-5.41E-05"},{"v":1.7776534e-05,"d":"1.78E-05"},0,0,0,0,10,0,0,0,0,0,0,0,0,0,0,0,0,0,0,0,0,0.458,0.669,0.911,0.965,0.981,0.988,0.992,0.996,0.996,0.995,0.996,0.999,0.999,0.998,0.999,0.995,0.995,0.983,0.976,0.945,0]
["DEDF805254A","L",3.1153185,-0.0094931689,0.0450401,0.0017566082,{"v":2.8048271e-05,"d":"2.80E-05"},{"v":1.0593131E-5,"d":"1.06E-05"},0,0,0,0,10,0,0,0,0,0,0,0,0,0,0,0,0,0,0.371,0.401,0.614,0.767,0.859,0.946,0.976,0.988,0.993,0.996,0.999,0.998,0.998,0.999,0.999,0.999,1.001,1.001,0.998,0.997,0.984,0.972,0.943,0]
["DEDF847238A","L",3.2465734,-0.0092795154,0.050392367,0.0024254376,{"v":-3.7171977E-5,"d":"-3.72E-05"},{"v":1.9689671E-5,"d":"1.97E-05"},0,0,0,0,10,0,0,0,0,0,0,0,0,0,0,0,0,0,0,0.403,0.421,0.619,0.761,0.906,0.96,0.981,0.99,0.994,0.997,0.997,0.996,0.998,0.999,0.999,0.999,0.999,0.997,0.995,0.983,0.972,0.948,0]
["DF620364A","L",2.5552054,-0.00862050919999999,0.022547765,0.0008714625,{"v":-2.7370738e-05,"d":"-2.74E-05"},{"v":4.9410668e-06,"d":"4.94E-06"},0,0,0,0,10,0,0,0,0,0,0,0,0,0,0.568,0.707,0.865,0.931,0.949,0.961,0.973,0.984,0.99,0.994,0.995,0.996,0.997,0.997,0.998,0.998,0.998,0.999,0.999,0.999,0.999,0.999,0.996,0.994,0.974,0.947,0.89,0]
["EDF648339A","L",2.635262,-0.0087267314,0.02592609,0.00086656026,{"v":-3.0238726e-06,"d":"-3.02E-06"},{"v":4.666102e-06,"d":"4.67E-06"},0,0,0,0,10,0,0,0,0,0,0,0,0,0,0,0.481,0.666,0.844,0.89,0.919,0.95,0.969,0.98,0.989,0.992,0.994,0.996,0.997,0.998,0.998,0.998,0.999,0.999,0.999,0.999,0.999,0.995,0.994,0.973,0.951,0.901,0]
["EDF673322A","L",2.7163828,-0.010036185,0.022584735,0.0030563276,-3.147019E-4,{"v":2.2773405e-05,"d":"2.28E-05"},0,0,0,0,10,0,0,0,0,0,0,0,0,0,0,0.445,0.641,0.825,0.873,0.905,0.942,0.964,0.978,0.989,0.992,0.995,0.997,0.997,0.998,0.998,0.998,0.999,0.999,0.999,0.999,0.999,0.995,0.993,0.97,0.947,0.895,0]
["EDF689312A","L",2.7583957,-0.0087090372,0.029838622,0.0013576169,{"v":-5.8782191e-05,"d":"-5.88E-05"},{"v":9.9370172e-06,"d":"9.94E-06"},0,0,0,0,10,0,0,0,0,0,0,0,0,0,0,0,0.425,0.687,0.776,0.837,0.906,0.945,0.966,0.984,0.99,0.994,0.996,0.997,0.999,0.999,0.998,0.999,0.999,0.998,0.999,0.999,0.995,0.996,0.983,0.97,0.935,0]
["EDF699301A","L",2.7878195,-0.0093752142,0.031296548,{"v":1.3369151E-3,"d":"1.34E-03"},{"v":-2.8848908e-05,"d":"-2.88E-05"},{"v":9.4243618e-06,"d":"9.42E-06"},0,0,0,0,10,0,0,0,0,0,0,0,0,0,0,0,0,0,0,0.389,0.452,0.735,0.882,0.97,0.986,0.991,0.994,0.996,0.998,0.998,0.997,0.998,0.999,0.998,0.999,0.999,0.996,0.995,0.98,0.966,0.927,0]
["ELF541472A","L",2.3300496,-0.00866267989999999,0.014963095,0.0004204382,{"v":-9.64018659999999e-06,"d":"-9.64E-06"},{"v":1.6268434e-06,"d":"1.63E-06"},0,0,0,0,10,0,0,0,0,0,0,0,0,0.743,0.901,0.961,0.984,0.991,0.993,0.994,0.994,0.997,0.998,0.997,0.996,0.997,0.997,0.998,0.998,0.998,0.997,0.998,0.999,0.998,0.998,0.999,0.995,0.992,0.967,0.922,0.842,0]
["HC522595A","L",2.2853811,-0.0088281665,0.011546738,0.00030979439,{"v":-1.9490306e-05,"d":"-1.95E-05"},{"v":1.283708e-06,"d":"1.28E-06"},0,0,0,0,10,0,0,0,0,0,0,0,0,0.481,0.612,0.791,0.896,0.946,0.962,0.969,0.975,0.987,0.992,0.993,0.993,0.995,0.996,0.997,0.997,0.996,0.995,0.995,0.993,0.991,0.99,0.99,0.981,0.988,0.97,0.942,0.865,0]
["LDF673321A","L",2.7124817,-0.011688356,0.027520627,1.1790283E-3,{"v":-3.247889e-05,"d":"-3.25E-05"},{"v":9.4539814e-06,"d":"9.45E-06"},0,0,0,0,10,0,0,0,0,0,0,0,0,0,0,0,0,0,0,0,0.617,0.812999999999999,0.901,0.96,0.975,0.982,0.986,0.989,0.995,0.996,0.996,0.998,0.999,0.994,0.997,0.998,0.989,0.991,0.978,0.962,0.893,0]
["LDF728285A","L",2.8785267,-0.01180615,0.034286485,{"v":1.552381E-3,"d":"1.55E-03"},{"v":-3.6441251e-05,"d":"-3.64E-05"},{"v":1.3203384e-05,"d":"1.32E-05"},0,0,0,0,10,0,0,0,0,0,0,0,0,0,0,0,0,0,0,0,0.472,0.712,0.84,0.937,0.964,0.973,0.98,0.984,0.993,0.994,0.993,0.995,0.999,0.995,0.998,0.999,0.995,0.992,0.979,0.965,0.921,0]
["LDF805254A","L",3.1182841,-0.01205086,0.043803751,{"v":0.0020576629,"d":"2.06E-03"},{"v":-3.536354e-05,"d":"-3.54E-05"},{"v":1.7937602e-05,"d":"1.79E-05"},0,0,0,0,10,0,0,0,0,0,0,0,0,0,0,0,0,0,0,0.338,0.572,0.779,0.871,0.935,0.954,0.962,0.97,0.977,0.988,0.99,0.989,0.992,0.998,0.997,0.998,0.999,0.996,0.992,0.972,0.953,0.915,0]
["LF581409A","L",2.4446277,-0.0086229853,0.01870925,{"v":0.00064451439,"d":"6.45E-04"},{"v":-2.1589941E-5,"d":"-2.16E-05"},{"v":3.3466868e-06,"d":"3.35E-06"},0,0,0,0,10,0,0,0,0,0,0,0,0,0.671,0.754,0.901,0.959,0.98,0.985,0.988,0.991,0.995,0.997,0.997,0.997,0.998,0.998,0.999,0.999,0.999,0.998,0.999,0.999,0.999,0.999,0.999,0.997,0.994,0.974,0.941,0.882,0]
["MBC569561A","L",2.4216153,-0.00915611889999999,0.014022793,{"v":0.00025247075,"d":"2.52E-04"},{"v":3.7236538e-07,"d":"3.72E-07"},{"v":3.308341E-7,"d":"3.31E-07"},0,0,0,0,10,0,0,0,0,0,0,0,0,0,0,0.508,0.731,0.863,0.903,0.932,0.965,0.983,0.991,0.995,0.995,0.996,0.997,0.998,0.998,0.998,0.998,0.999,0.999,0.999,0.999,0.999,0.989,0.995,0.983,0.967,0.906,0]
["MBC573576A","L",2.433598,-0.0088787773,0.013818422,0.00027070465,{"v":-4.8903218e-06,"d":"-4.89E-06"},{"v":5.0356722e-07,"d":"5.04E-07"},0,0,0,0,10,0,0,0,0,0,0,0,0.623,0.718,0.847,0.919,0.959,0.978,0.984,0.987,0.991,0.994,0.997,0.996,0.995,0.995,0.996,0.997,0.998,0.997,0.997,0.998,0.998,0.997,0.998,0.998,0.987,0.992,0.977,0.956,0.886,0]

{"sheet":"Schott","index":17,"n_rows":498,"n_cols":66,"rows_kept":498}
["Name","Eqn","A1","A2","A3","A4","A5","A6","A7","A8","A9","A10","t (mm)",280,290,300,310,320,334.1,350,365.0146,370,380,390,400,404.6561,420,435.8343,460,500,546.074,580,620,660,700,1060,1529.6,1970.1,2325.4,"t (mm)",280,290,300,310,320,334.1,350,365.0146,370,380,390,400,404.6561,420,435.8343,460,500,546.074,580,620,660,700,1060,1529.6,1970.1,2325.4]
["AF32ECO","S",1.11332955,0.00707493977,{"v":0.141527282,"d":"1.42E-01"},{"v":0.0225358637,"d":"2.25E-02"},{"v":0.860743147,"d":"8.61E-01"},90.1552652,0,0,0,0,10,0,0,0,0.04,0.12,0.34,0.62,0.8,0.84,0.9,0.93,0.955,0.96,0.974,0.979,0.986,0.992,0.994,0.995,0.995,0.995,0.992,0.967,0.968,0.95,0.84]
["B270","S",1.03620383,0.00636947962,0.249213863,0.0225584069,0.860667704,108.489755,0,0,0,0,5,0,0.003047568,0.016121421,0.168317204,0.462714295359174,0.7995371041725,0.931475739410045,0.975450756949646,0.97813532991827,0.981032177443766,0.988501387384163,0.992750562019129,0.993298787794788,0.992481318591368,0.992346394433204,0.993446928522414,0.994276843183879,0.995233883558067,0.994964962674197,0.994556346714363,0.994419116370676,0.995781109784851,0.993214828238987,0.994314649381842,0.96723567311413,0.909857956772065,25,0,{"v":2.62885931740269e-13,"d":"2.63E-13"},{"v":1.08897173816927e-09,"d":"1.09E-09"},0.000135096015409397,0.021211168073135,0.326733085786115,0.701225563619965,0.88313429542508,0.89535389822493,0.908691072782855,0.943814001802594,0.964274557500726,0.966940002230702,0.962967664259118,0.962313282773765,0.967661265209462,0.971709891924199,0.976395496362689,0.975077056127423,0.973076458431226,0.972405311082613,0.979082789931693,0.966531413541472,0.971894646555824,0.846567375584099,0.623545266678059]
["BAF12","L",2.6288183,-0.00936860919999999,0.019694576,{"v":0.00058312064,"d":"5.83E-04"},{"v":-1.7556026E-5,"d":"-1.76E-05"},{"v":2.9471099E-6,"d":"2.95E-06"},0,0,0,0,5,0,0,0,0,0,0,0.59,0.78,0.82,0.87,0.93,0.96,0.973,0.986,0.988,0.992,0.997,0.998,0.998,0.998,0.998,0.999,0.999,0.999,0.994,0.95,25,0,0,0,0,0,0,0.07,0.29,0.38,0.5,0.69,0.81,0.87,0.93,0.94,0.96,0.983,0.99,0.991,0.991,0.991,0.995,0.995,0.995,0.97,0.76]
["BAF13","S",1.5706859,0.00939377487,0.151295152,0.0449479866,1.07638026,113.934126,0,0,0,0,5,0,0,0,0,0,0,0.21,0.68,0.78,0.89,0.94,0.961,0.97,0.983,0.988,0.992,0.996,0.998,0.998,0.998,0.999,0.999,0.999,0.998,0.988,0.94,25,0,0,0,0,0,0,0,0.15,0.28,0.55,0.73,0.82,0.86,0.92,0.94,0.96,0.98,0.99,0.991,0.992,0.993,0.993,0.994,0.99,0.94,0.75]
["BAF3","S",1.32064267,0.00887798715,0.133572683,0.0420290346,0.885521821,111.729167,0,0,0,0,5,0,0,0,0.06,0.35,0.83,0.959,0.983,0.988,0.991,0.994,0.996,0.996,0.997,0.997,0.998,0.998,0.998,0.998,0.998,0.998,0.999,0.999,0.998,0.981,0.95,25,0,0,0,0,0,0.41,0.81,0.92,0.94,0.956,0.972,0.98,0.981,0.985,0.987,0.988,0.991,0.992,0.992,0.992,0.992,0.997,0.997,0.99,0.91,0.76]
["BAF4","S",1.3749259,0.00929554343,0.1463545,0.0440426654,0.912643359,116.607899,0,0,0,0,5,0,0,0,0,0,0.72,0.95,0.984,0.989,0.994,0.996,0.997,0.997,0.997,0.998,0.998,0.998,0.999,0.999,0.999,0.999,0.999,0.999,0.997,0.973,0.93,25,0,0,0,0,0,0.2,0.76,0.92,0.95,0.968,0.979,0.984,0.985,0.987,0.988,0.989,0.992,0.994,0.995,0.995,0.995,0.997,0.997,0.986,0.87,0.68]
["BAF5","L",2.5332036,-0.0085264801,0.017164398,{"v":0.00041464804,"d":"4.15E-04"},{"v":-7.2876766e-06,"d":"-7.29E-06"},{"v":1.4129143e-06,"d":"1.41E-06"},0,0,0,0,5,0,0,0,0.05,0.27,0.73,0.91,0.961,0.97,0.98,0.988,0.994,0.994,0.994,0.994,0.995,0.997,0.999,0.999,0.999,0.999,0.999,0.999,0.998,0.986,0.95,25,0,0,0,0,0,0.21,0.62,0.82,0.86,0.9,0.94,0.97,0.971,0.971,0.972,0.975,0.985,0.993,0.995,0.995,0.995,0.995,0.996,0.99,0.93,0.76]
["BAF50","S",1.63007175,0.0100982735,0.135169289,0.0454580137,1.15329734,121.435251,0,0,0,0,5,0,0,0,0,0,0.06,0.39,0.76,0.82,0.9,0.94,0.963,0.975,0.986,0.988,0.992,0.996,0.998,0.998,0.998,0.998,0.998,0.998,0.998,0.979,0.91,25,0,0,0,0,0,0,0,0.26,0.38,0.59,0.74,0.83,0.88,0.93,0.94,0.963,0.98,0.99,0.99,0.99,0.99,0.99,0.99,0.99,0.9,0.64]
["BAF51","S",1.53230421,0.00968269679,0.136199171,0.0448275598,1.1228685,123.775879,0,0,0,0,5,0,0,0,0,0,0,0.35,0.75,0.82,0.89,0.94,0.961,0.97,0.977,0.981,0.99,0.995,0.998,0.998,0.998,0.998,0.998,0.998,0.998,0.981,0.92,25,0,0,0,0,0,0,0,0.24,0.37,0.56,0.71,0.82,0.86,0.89,0.91,0.95,0.975,0.988,0.99,0.992,0.992,0.992,0.99,0.99,0.91,0.66]
["BAF52","S",1.41632142,0.00928783144,0.11733119,0.044991015,0.934114782,114.125561,0,0,0,0,5,0,0,0,0,0,0.11,0.57,0.9,0.94,0.97,0.986,0.99,0.991,0.993,0.994,0.995,0.997,0.998,0.998,0.998,0.998,0.998,0.998,0.998,0.983,0.94,25,0,0,0,0,0,0,0.06,0.58,0.73,0.86,0.93,0.95,0.955,0.965,0.971,0.977,0.987,0.992,0.992,0.992,0.992,0.992,0.99,0.99,0.92,0.72]
["BAF53","L",2.7294386,-0.01066835,0.020239807,{"v":0.00058138876,"d":"5.81E-04"},{"v":-1.8249855E-5,"d":"-1.82E-05"},{"v":2.5746426e-06,"d":"2.57E-06"},0,0,0,0,5,0,0,0,0,0,0.01,0.4,0.78,0.84,0.91,0.95,0.97,0.977,0.986,0.99,0.993,0.996,0.998,0.999,0.999,0.999,0.999,0,0,0,0,25,0,0,0,0,0,0,0,0.29,0.42,0.63,0.77,0.86,0.89,0.93,0.95,0.964,0.982,0.992,0.994,0.995,0.995,0.995,0,0,0,0]
["BAF54","L",2.7195755,-0.010322464,0.020098244,{"v":4.3867795E-4,"d":"4.39E-04"},{"v":-2.3936865e-06,"d":"-2.39E-06"},{"v":1.5014011e-06,"d":"1.50E-06"},0,0,0,0,5,0,0,0,0,0,0.09,0.46,0.79,0.85,0.92,0.952,0.97,0.977,0.986,0.988,0.993,0.996,0.997,0.998,0.998,0.998,0.998,0,0,0,0,25,0,0,0,0,0,0,0,0.31,0.44,0.65,0.78,0.86,0.89,0.93,0.94,0.965,0.982,0.987,0.988,0.988,0.989,0.99,0,0,0,0]
["BAF6","L",2.4767844,-0.008684257,0.01627999,{"v":0.0005188846,"d":"5.19E-04"},{"v":-2.214959e-05,"d":"-2.21E-05"},{"v":2.256023e-06,"d":"2.26E-06"},0,0,0,0,5,0,0,0,0.02,0.24,0.709,0.92,0.971,0.98,0.989,0.992,0.995,0.996,0.997,0.998,0.999,0.999,0.999,0.999,0.999,0.999,0.998,0,0,0,0]
["BAF7","L",2.531339,-0.0080646694,0.018637329,{"v":0.00033754931,"d":"3.38E-04"},{"v":1.0599015e-05,"d":"1.06E-05"},{"v":9.5253019e-07,"d":"9.53E-07"},0,0,0,0,5,0,0,0,0.03,0.17,0.631,0.9,0.96,0.97,0.987,0.993,0.996,0.997,0.998,0.999,0.999,0.999,0.999,0.999,0.999,0.999,0.998,0,0,0,0]
["BAF8","S",1.44967157,0.00919052911,0.131600677,0.0425730108,0.939224513,112.153963,0,0,0,0,5,0,0,0,0,0.1,0.63,0.9,0.963,0.973,0.981,0.986,0.988,0.99,0.994,0.996,0.997,0.999,0.999,0.999,0.999,0.999,0.999,0.999,0.998,0.986,0.952,25,0,0,0,0,0,0.1,0.6,0.83,0.87,0.91,0.93,0.94,0.95,0.97,0.98,0.986,0.993,0.994,0.995,0.995,0.995,0.996,0.996,0.99,0.93,0.78]
["BAF9","S",1.51018771,0.00918095301,0.133636807,0.04164496,0.953993948,108.048765,0,0,0,0,5,0,0,0,0,0.05,0.43,0.79,0.92,0.94,0.97,0.98,0.983,0.984,0.985,0.988,0.991,0.996,0.998,0.998,0.997,0.996,0.996,0.996,0.996,0.981,0.94,25,0,0,0,0,0,0,0.31,0.67,0.75,0.86,0.9,0.92,0.92,0.93,0.94,0.956,0.98,0.99,0.99,0.985,0.985,0.985,0.98,0.98,0.91,0.75]
["BAFN10","S",1.60477289,0.00947021617,0.123762468,0.0451639792,1.0727052,108.539427,0,0,0,0,5,0,0,0,0,0,0,0.34,0.75,0.83,0.91,0.95,0.965,0.973,0.981,0.986,0.99,0.993,0.994,0.997,0.998,0.998,0.999,0.999,0.997,0.981,0.93,25,0,0,0,0,0,0,0,0.25,0.4,0.63,0.77,0.84,0.87,0.91,0.93,0.95,0.965,0.97,0.984,0.988,0.992,0.995,0.995,0.985,0.91,0.7]
["BAFN11","S",1.60255217,0.00938812347,0.116918887,0.0440475344,1.02861126,104.533133,0,0,0,0,5,0,0,0,0,0,0.02,0.46,0.81,0.87,0.93,0.956,0.97,0.975,0.983,0.986,0.992,0.996,0.997,0.997,0.997,0.998,0.998,0.998,0.998,0.983,0.93,25,0,0,0,0,0,0,0.02,0.35,0.5,0.7,0.8,0.86,0.88,0.92,0.93,0.96,0.98,0.985,0.985,0.985,0.99,0.99,0.99,0.99,0.92,0.69]
["BAFN6","S",1.36719201,0.00882820703999999,0.10907994,0.0438731646,1.02108011,113.58602,0,0,0,0,5,0,0,0,0,0,0,0.6557438524302,0.888819441731558,0.921954445729288,0.959166304662543,0.976729235765982,0.985393322486001,0.987927122818277,0.99045444115315,0.99247166206396,0.99498743710662,0.996995486449161,0.997997995989972,0.998999499499374,0.998999499499374,0.998999499499374,0.999499874937461,0.998999499499374,0.998999499499374,0.987927122818277,0.953939201416945,25,0,0,0,0,0,0,0.12,0.56,0.67,0.81,0.89,0.93,0.94,0.954,0.963,0.975,0.986,0.991,0.994,0.994,0.995,0.997,0.995,0.995,0.94,0.78]
["BAK1","S",1.12365662,6.44742752E-3,0.309276848,0.0222284402,0.881511957,107.297751,0,0,0,0,5,0,0.52,0.64,0.81,0.89,0.956,0.981,0.994,0.995,0.996,0.997,0.998,0.998,0.998,0.998,0.998,0.998,0.999,0.999,0.999,0.999,0.999,0.999,0.997,0.977,0.93,25,0,0.04,0.11,0.34,0.56,0.8,0.91,0.968,0.976,0.982,0.987,0.988,0.988,0.989,0.989,0.99,0.991,0.993,0.994,0.995,0.996,0.997,0.995,0.984,0.89,0.69]
["BAK1G12","S",1.36521258,0.00846217665999999,0.0653282796,0.0379807706,0.972923116,112.597449,0,0,0,0]
["BAK2","S",1.01662154,0.00592383763,0.319903051,0.0203828415,0.937232995,113.118417,0,0,0,0,5,0.53,0.71,0.84,0.92,0.958,0.984,0.994,0.997,0.997,0.998,0.998,0.998,0.998,0.998,0.998,0.998,0.999,0.999,0.999,0.999,0.999,0.999,0.999,0.997,0.965,0.9,25,0.04,0.18,0.42,0.65,0.81,0.92,0.97,0.985,0.987,0.989,0.991,0.992,0.992,0.992,0.992,0.992,0.993,0.993,0.993,0.993,0.994,0.995,0.997,0.984,0.84,0.6]
["BAK3","L",2.4085205,-0.0085068729,0.013999046,{"v":2.5807266E-4,"d":"2.58E-04"},{"v":-1.9534162e-06,"d":"-1.95E-06"},{"v":5.0839078e-07,"d":"5.08E-07"},0,0,0,0,5,0,0.03,0.17,0.4,0.72,0.905,0.975,0.99,0.992,0.996,0.997,0.998,0.998,0.998,0.998,0.999,0.999,0.999,0.999,0.999,0.999,0.999,0,0,0,0]
["BAK4","S",1.22965526,0.0072355323,0.191512978,0.0277771017,0.956889792,109.687261,0,0,0,0,5,0,0,0.31,0.53,0.8,0.95,0.983,0.993,0.994,0.996,0.997,0.998,0.998,0.998,0.998,0.998,0.998,0.999,0.999,0.999,0.999,0.999,0.999,0.997,0.981,0.94,25,0,0,0,0.04,0.33,0.77,0.92,0.966,0.971,0.98,0.985,0.989,0.99,0.99,0.99,0.991,0.992,0.993,0.994,0.994,0.995,0.996,0.995,0.983,0.91,0.72]
["BAK5","S",1.02975108,0.00584732112,0.35625869,0.02047742,0.95605719,115.240474,0,0,0,0,5,0.14,0.34,0.57,0.76,0.88,0.95,0.986,0.993,0.994,0.996,0.996,0.997,0.997,0.998,0.998,0.998,0.999,0.999,0.999,0.999,0.998,0.998,0.999,0.998,0.99,0.94,25,0,0,0.06,0.25,0.52,0.77,0.93,0.965,0.972,0.978,0.982,0.985,0.987,0.989,0.991,0.992,0.995,0.995,0.995,0.994,0.993,0.993,0.995,0.99,0.953,0.72]
["BAK50","S",0.950105082,0.00520356978,0.469379007,0.0187888644,0.921415907,98.4079669,0,0,0,0,5,0,0,0.03,0.18,0.36,0.63,0.84,0.93,0.95,0.968,0.979,0.988,0.99,0.994,0.996,0.997,0.998,0.999,0.999,0.999,0.998,0.997,0.996,0.994,0.986,0.93,25,0,0,0,0,0,0.1,0.42,0.7,0.76,0.85,0.9,0.94,0.95,0.97,0.98,0.987,0.992,0.995,0.994,0.993,0.991,0.985,0.98,0.97,0.93,0.69]
["BAK6","L",2.4394521,-0.0095754011,0.013786016,{"v":0.00037095536,"d":"3.71E-04"},{"v":-1.76614E-5,"d":"-1.77E-05"},{"v":1.3821042e-06,"d":"1.38E-06"},0,0,0,0,5,0,0,0,0,0.1,0.68,0.9,0.978,0.988,0.992,0.994,0.995,0.996,0.997,0.997,0.998,0.999,0.999,0.999,0.999,0.999,0.999,0.998,0.998,0.988,0.93,25,0,0,0,0,0,0.14,0.58,0.89,0.94,0.96,0.971,0.976,0.979,0.983,0.986,0.989,0.993,0.993,0.993,0.993,0.993,0.993,0.99,0.99,0.94,0.7]
["BALF1","L",2.3973341,-0.00791803829999999,0.015324326,{"v":0.00025032773,"d":"2.50E-04"},{"v":9.65946119999999e-06,"d":"9.66E-06"},{"v":2.4450609e-07,"d":"2.45E-07"},0,0,0,0,5,0,0,0.01,0.21,0.69,0.885,0.96,0.983,0.985,0.99,0.993,0.994,0.994,0.995,0.995,0.994,0.994,0.994,0.994,0.994,0.994,0.994,0,0,0,0]
["BALF2","L",2.4228375,-0.007710836,0.015663871,{"v":0.00027511899,"d":"2.75E-04"},{"v":4.413035e-06,"d":"4.41E-06"},{"v":6.1816633e-07,"d":"6.18E-07"},0,0,0,0,5,0,0,0.06,0.3,0.58,0.858,0.966,0.987,0.989,0.992,0.995,0.996,0.997,0.998,0.998,0.998,0.999,0.999,0.999,0.999,0.999,0.999,0,0,0,0]
["BALF3","L",2.4251277,-0.0074347248,0.015487534,{"v":0.0001637572,"d":"1.64E-04"},{"v":1.5027176E-5,"d":"1.50E-05"},{"v":-1.795351e-07,"d":"-1.80E-07"},0,0,0,0,5,0,0,0.07,0.33,0.69,0.89,0.96,0.986,0.992,0.994,0.996,0.997,0.997,0.998,0.998,0.998,0.999,0.999,0.999,0.999,0.999,0.999,0,0,0,0,25,0,0,0,0,0.16,0.55,0.81,0.93,0.961,0.97,0.98,0.985,0.987,0.99,0.99,0.99,0.995,0.995,0.995,0.995,0.995,0.995,0,0,0,0]
["BALF4","S",1.29375981,0.00780228251,0.158138572,0.0321349048,0.947442773,109.158657,0,0,0,0,5,0,0,0,0,0.08,0.59,0.9,0.968,0.977,0.986,0.992,0.995,0.996,0.996,0.996,0.996,0.998,0.999,0.999,0.999,0.999,0.999,0.999,0.997,0.983,0.94,25,0,0,0,0,0,0.07,0.57,0.85,0.89,0.93,0.962,0.977,0.978,0.979,0.979,0.98,0.991,0.993,0.994,0.994,0.994,0.996,0.995,0.985,0.92,0.75]
["BALF5","S",1.23751018,0.00808113,0.116757584,0.0349868372,0.853086255,110.314185,0,0,0,0,5,0,0,0,0.36,0.64,0.88,0.97,0.991,0.994,0.994,0.996,0.998,0.998,0.998,0.998,0.998,0.998,0.998,0.999,0.999,0.999,0.999,0.999,0.998,0.988,0.959,25,0,0,0,0,0.11,0.52,0.88,0.958,0.969,0.971,0.981,0.988,0.988,0.99,0.99,0.99,0.99,0.992,0.993,0.993,0.993,0.997,0.995,0.99,0.94,0.81]
["BALF50","S",1.37380053,0.00871950906999999,0.104741149,0.0397152827,1.00909296,114.462081,0,0,0,0,5,0,0,0,0.1,0.24,0.66,0.88,0.965,0.975,0.986,0.992,0.995,0.995,0.996,0.997,0.998,0.999,0.999,0.999,0.999,0.999,0.999,0.998,0.998,0.988,0.963,25,0,0,0,0,0,0.13,0.52,0.84,0.88,0.93,0.96,0.975,0.977,0.98,0.987,0.989,0.994,0.995,0.995,0.995,0.995,0.994,0.99,0.99,0.94,0.83]
["BALF51","L",2.4334741,-0.0085343207,0.015241024,{"v":0.00030677273,"d":"3.07E-04"},{"v":-1.9515136e-06,"d":"-1.95E-06"},{"v":8.5689514e-07,"d":"8.57E-07"},0,0,0,0,5,0,0,0,0,0.03,0.51,0.84,0.952,0.97,0.98,0.99,0.993,0.994,0.995,0.996,0.996,0.997,0.998,0.998,0.998,0.998,0.998,0.996,0.996,0.983,0.93,25,0,0,0,0,0,0,0.41,0.78,0.87,0.91,0.95,0.965,0.971,0.976,0.979,0.982,0.986,0.989,0.991,0.991,0.991,0.991,0.98,0.98,0.92,0.7]
["BALF6","L",2.4802388,-0.0086000215,0.015624147,{"v":3.004026E-4,"d":"3.00E-04"},{"v":-2.2119056e-06,"d":"-2.21E-06"},{"v":8.0013234e-07,"d":"8.00E-07"},0,0,0,0,5,0,0,0,0.18,0.44,0.81,0.95,0.975,0.987,0.992,0.995,0.997,0.998,0.999,0.999,0.999,0.999,0.999,0.999,0.999,0.999,0.999,0,0,0,0,25,0,0,0,0,0,0.35,0.77,0.88,0.94,0.96,0.975,0.983,0.989,0.995,0.995,0.995,0.995,0.995,0.995,0.995,0.995,0.995,0,0,0,0]
["BALF8","L",2.3718251,-0.0083840363,0.01437925,{"v":0.00039742058,"d":"3.97E-04"},{"v":-1.3041618E-5,"d":"-1.30E-05"},{"v":1.4386564e-06,"d":"1.44E-06"},0,0,0,0,5,0,0,0.14,0.39,0.75,0.94,0.981,0.992,0.994,0.996,0.997,0.998,0.998,0.998,0.998,0.998,0.999,0.999,0.999,0.999,0.999,0.999,0,0,0,0,25,0,0,0,0,0.24,0.72,0.91,0.96,0.972,0.98,0.985,0.988,0.99,0.991,0.992,0.992,0.993,0.994,0.994,0.994,0.994,0.994,0,0,0,0]
["BALK1","L",2.2966923,-0.0082975549,0.011907234,{"v":0.00019908305,"d":"1.99E-04"},{"v":-2.0306838E-6,"d":"-2.03E-06"},{"v":3.1429703e-07,"d":"3.14E-07"},0,0,0,0,5,0,0.11,0.4,0.63,0.84,0.936,0.986,0.994,0.996,0.997,0.997,0.997,0.998,0.998,0.998,0.998,0.999,0.999,0.999,0.999,0.999,0.999,0.997,0.994,0.988,0.93,25,0,0,0,0.1,0.42,0.72,0.93,0.97,0.978,0.983,0.985,0.987,0.988,0.989,0.991,0.992,0.995,0.995,0.994,0.993,0.993,0.993,0.985,0.97,0.94,0.71]
["BALKN3","S",1.1163168,0.00684109842,0.157260591,0.0257048762,0.91402971,105.919188,0,0,0,0,5,0,0,0.18,0.55,0.82,0.95,0.986,0.995,0.996,0.996,0.997,0.998,0.998,0.998,0.998,0.999,0.999,0.999,0.999,0.999,0.999,0.999,0.999,0.997,0.968,0.91,25,0,0,0,0.05,0.36,0.77,0.93,0.975,0.981,0.982,0.985,0.989,0.992,0.992,0.992,0.993,0.994,0.995,0.995,0.995,0.995,0.997,0.996,0.985,0.85,0.61]
["BASF1","S",1.4004564,0.00989899663,0.17686859,0.0474295359,0.924677441,115.946483,0,0,0,0,5,0,0,0,0,0,0.41,0.81,0.93,0.94,0.966,0.979,0.985,0.988,0.992,0.995,0.997,0.999,0.999,0.999,0.999,0.999,0.999,0.999,0.999,0.981,0.94,25,0,0,0,0,0,0,0.34,0.68,0.75,0.84,0.9,0.93,0.94,0.962,0.974,0.985,0.993,0.996,0.996,0.996,0.996,0.997,0.998,0.993,0.91,0.75]
["BASF10","S",1.47552633,0.0101493287,0.177120646,0.047757838,0.942502177,118.726332,0,0,0,0,5,0,0,0,0,0.03,0.42,0.79,0.9,0.92,0.95,0.963,0.979,0.981,0.986,0.991,0.995,0.998,0.999,0.999,0.999,0.999,0.999,0.999,0.999,0.983,0.952,25,0,0,0,0,0,0,0.31,0.58,0.65,0.76,0.83,0.9,0.91,0.93,0.954,0.976,0.992,0.996,0.996,0.996,0.997,0.997,0.995,0.995,0.92,0.78]
["BASF12","S",1.5470189,0.0102837719,0.168942059,0.049694962,0.974756333,111.173296,0,0,0,0,5,0,0,0,0,0,0,0.24,0.71,0.8,0.9,0.94,0.961,0.968,0.979,0.983,0.988,0.992,0.996,0.997,0.998,0.998,0.999,0.999,0.999,0.986,0.94,25,0,0,0,0,0,0,0,0.18,0.33,0.58,0.74,0.82,0.85,0.9,0.92,0.94,0.963,0.981,0.985,0.99,0.991,0.993,0.995,0.995,0.93,0.75]
["BASF13","S",1.61151995,0.0100754928,0.192652792,0.0500718641,1.09087467,110.402848,0,0,0,0,5,0,0,0,0,0,0,0,0.32,0.48,0.72,0.84,0.9,0.92,0.956,0.973,0.983,0.994,0.997,0.998,0.998,0.999,0.999,0.999,0.997,0.988,0.94,25,0,0,0,0,0,0,0,0,0,0.2,0.42,0.6,0.66,0.8,0.87,0.92,0.971,0.987,0.99,0.992,0.993,0.995,0.995,0.983,0.94,0.74]
["BASF14","L",2.804056,-0.010121606,0.027277876,{"v":1.1920911E-3,"d":"1.19E-03"},{"v":-5.2304151e-05,"d":"-5.23E-05"},{"v":8.6551492e-06,"d":"8.66E-06"},0,0,0,0,5,0,0,0,0,0,0,0.01,0.25,0.39,0.68,0.87,0.93,0.952,0.97,0.979,0.991,0.996,0.998,0.998,0.998,0.998,0.998,0,0,0,0,25,0,0,0,0,0,0,0,0,0,0.15,0.51,0.69,0.78,0.86,0.9,0.955,0.978,0.989,0.99,0.992,0.991,0.991,0,0,0,0]
["BASF2","S",1.47886368,0.0104304076,0.212804538,0.0494153751,0.996610609,120.570613,0,0,0,0,5,0,0,0,0,0,0,0.17,0.68,0.78,0.89,0.94,0.963,0.97,0.981,0.988,0.994,0.998,0.999,0.999,0.999,0.999,0.999,0.999,0.999,0.986,0.959,25,0,0,0,0,0,0,0,0.15,0.29,0.56,0.73,0.83,0.86,0.91,0.94,0.968,0.989,0.994,0.995,0.995,0.995,0.997,0.997,0.993,0.93,0.81]
["BASF3","L",2.5219347,-0.0084725452,0.020212382,{"v":0.0006682684,"d":"6.68E-04"},{"v":-1.6977517e-05,"d":"-1.70E-05"},{"v":3.4348716e-06,"d":"3.43E-06"},0,0,0,0,5,0,0,0,0.01,0.2,0.726,0.935,0.974,0.982,0.989,0.993,0.995,0.996,0.998,0.999,0.999,0.999,0.999,0.999,0.999,0.999,0.999,0,0,0,0]
["BASF5","L",2.5131519,-0.0085791364,0.01901414,{"v":0.00063221574,"d":"6.32E-04"},{"v":-1.753306E-5,"d":"-1.75E-05"},{"v":2.8739893e-06,"d":"2.87E-06"},0,0,0,0,5,0,0,0,0,0.2,0.77,0.96,0.983,0.985,0.99,0.993,0.996,0.997,0.997,0.997,0.998,0.998,0.998,0.998,0.998,0.998,0.998,0,0,0,0]
["BASF50","L",2.8430385,-0.012392675,0.026677418,{"v":1.1036516E-3,"d":"1.10E-03"},{"v":-3.8659027e-05,"d":"-3.87E-05"},{"v":6.0798447e-06,"d":"6.08E-06"},0,0,0,0,5,0,0,0,0,0,0,0.23,0.55,0.62,0.75,0.85,0.9,0.93,0.959,0.986,0.99,0.996,0.998,0.998,0.998,0.998,0.998,0.996,0.994,0.983,0.88,25,0,0,0,0,0,0,0,0.05,0.09,0.24,0.44,0.58,0.7,0.81,0.93,0.95,0.982,0.989,0.989,0.989,0.989,0.988,0.98,0.97,0.92,0.53]
["BASF51","S",1.67507496,0.010566706,0.212822109,0.0476664644,0.966557263,92.0388572,0,0,0,0,5,0,0,0,0,0,0.1,0.55,0.79,0.84,0.9,0.94,0.956,0.963,0.979,0.986,0.99,0.994,0.996,0.997,0.997,0.998,0.998,0.998,0.996,0.983,0.89,25,0,0,0,0,0,0,0.05,0.3,0.41,0.59,0.72,0.8,0.83,0.9,0.93,0.95,0.97,0.98,0.985,0.985,0.99,0.99,0.99,0.98,0.92,0.57]
["BASF52","S",1.63872281,0.00993238976,0.184589266,0.0462893289,1.00747347,81.6163799,0,0,0,0,5,0,0,0,0,0,0.25,0.64,0.82,0.85,0.91,0.94,0.961,0.966,0.979,0.988,0.992,0.997,0.999,0.999,0.999,0.999,0.999,0.999,0.998,0.983,0.89,25,0,0,0,0,0,0,0.11,0.36,0.45,0.62,0.73,0.82,0.84,0.9,0.94,0.963,0.987,0.993,0.993,0.994,0.994,0.994,0.995,0.99,0.92,0.57]
["BASF53","L",2.9159274,-0.010600305,0.030788551,1.7764363E-3,{"v":-1.1086249E-4,"d":"-1.11E-04"},{"v":1.396063E-5,"d":"1.40E-05"},0,0,0,0,5,0,0,0,0,0,0,0.01,0.253,0.38,0.65,0.82,0.91,0.928,0.97,0.983,0.992,0.997,0.998,0.998,0.998,0.998,0.998,0,0,0,0]
["BASF54","S",1.6480391,0.0111759917,0.266170161,0.0533321565,1.15420131,119.495098,0,0,0,0,5,0,0,0,0,0,0,0,0.19,0.35,0.63,0.79,0.87,0.89,0.94,0.961,0.979,0.993,0.998,0.999,0.999,0.999,0.999,0.999,0.999,0.992,0.961,25,0,0,0,0,0,0,0,0,0,0.1,0.31,0.5,0.57,0.74,0.82,0.9,0.966,0.991,0.995,0.997,0.997,0.998,0.998,0.998,0.96,0.82]
["BASF55","L",2.8080853,-0.013076515,0.024961324,1.9412734E-3,{"v":-0.00015776742,"d":"-1.58E-04"},{"v":1.4562956e-05,"d":"1.46E-05"},0,0,0,0,5,0,0,0,0,0,0,0,0.11,0.21,0.42,0.59,0.79,0.86,0.92,0.94,0.968,0.985,0.993,0.994,0.995,0.996,0.996,0.996,0.994,0.986,0.93,25,0,0,0,0,0,0,0,0,0,0,0.07,0.3,0.48,0.66,0.73,0.85,0.93,0.965,0.97,0.975,0.98,0.982,0.98,0.97,0.93,0.71]
["BASF56","S",1.4689154,0.0103259426,0.2015285,0.0489113995,0.960506292,116.457211,0,0,0,0,5,0,0,0,0,0,0,0.3,0.78,0.85,0.93,0.968,0.981,0.988,0.992,0.994,0.998,0.999,0.999,0.999,0.999,0.999,0.999,0.999,0.998,0.99,0.956,25,0,0,0,0,0,0,0,0.29,0.45,0.71,0.85,0.91,0.94,0.96,0.969,0.988,0.995,0.996,0.996,0.996,0.996,0.996,0.996,0.99,0.95,0.8]
["BASF57","S",1.47160842,0.00915435575,0.190746436,0.0444771291,1.04759046,110.563253,0,0,0,0,5,0,0,0,0,0,0,0.35,0.77,0.84,0.92,0.954,0.97,0.977,0.986,0.992,0.996,0.998,0.999,0.999,0.999,0.999,0.999,0.999,0.999,0.992,0.961,25,0,0,0,0,0,0,0,0.27,0.42,0.65,0.79,0.86,0.89,0.93,0.96,0.98,0.99,0.995,0.997,0.998,0.998,0.998,0.998,0.998,0.96,0.82]
["BASF6","S",1.54539456,0.00971809489,0.167516483,0.0466350263,1.06395978,118.420619,0,0,0,0,5,0,0,0,0,0,0,0.26,0.72,0.78,0.85,0.91,0.95,0.966,0.981,0.986,0.993,0.997,0.999,0.999,0.999,0.999,0.999,0.999,0.998,0.988,0.952,25,0,0,0,0,0,0,0,0.19,0.28,0.45,0.64,0.77,0.84,0.91,0.93,0.965,0.986,0.995,0.995,0.995,0.995,0.995,0.995,0.992,0.94,0.78]
["BASF64","L",2.8178914,-0.011398749,0.025203102,{"v":0.00077721356,"d":"7.77E-04"},{"v":-1.6483738E-5,"d":"-1.65E-05"},{"v":4.5370859e-06,"d":"4.54E-06"},0,0,0,0,5,0,0,0,0,0,0,0.27,0.7,0.78,0.87,0.91,0.93,0.94,0.95,0.965,0.974,0.985,0.992,0.994,0.994,0.995,0.996,0.996,0.993,0.983,0.92,25,0,0,0,0,0,0,0,0.18,0.3,0.5,0.64,0.72,0.75,0.81,0.84,0.88,0.93,0.963,0.968,0.97,0.975,0.98,0.985,0.98,0.92,0.68]
["BASF64A","S",1.65554268,0.0104485644,0.17131977,0.0499394756,1.33664448,118.961472,0,0,0,0,5,0,0,0,0,0,0,0.33,0.78,0.85,0.91,0.95,0.96,0.965,0.975,0.979,0.985,0.99,0.993,0.994,0.994,0.994,0.996,0.997,0.995,0.981,0.92,25,0,0,0,0,0,0,0,0.29,0.44,0.64,0.76,0.82,0.84,0.88,0.9,0.93,0.95,0.966,0.97,0.97,0.971,0.98,0.985,0.975,0.91,0.68]
["BK1","S",1.04250541,0.00616568985,0.208380313,0.0212152831,0.9801482,109.060911,0,0,0,0,5,0,0.08,0.38,0.67,0.85,0.956,0.983,0.992,0.993,0.994,0.996,0.996,0.998,0.998,0.998,0.998,0.999,0.999,0.999,0.999,0.999,0.999,0.999,0.996,0.94,0.84,25,0,0,0,0.14,0.45,0.8,0.92,0.962,0.967,0.972,0.98,0.981,0.988,0.989,0.99,0.99,0.993,0.994,0.994,0.994,0.995,0.996,0.997,0.98,0.73,0.42]
["BK10","S",0.888308131,0.00516900822,0.328964475,0.0161190045,0.984610769,99.7575331,0,0,0,0,5,0.1,0.32,0.68,0.87,0.94,0.965,0.99,0.992,0.993,0.994,0.995,0.996,0.997,0.997,0.998,0.998,0.999,0.999,0.999,0.999,0.999,0.999,0,0,0,0,25,0,0,0.14,0.49,0.71,0.84,0.95,0.961,0.966,0.973,0.977,0.98,0.983,0.986,0.988,0.991,0.994,0.995,0.995,0.996,0.996,0.996,0,0,0,0]
["BK13","L",2.283939,-0.010148604,0.011187203,{"v":0.00014670319,"d":"1.47E-04"},{"v":1.3523345E-6,"d":"1.35E-06"},{"v":1.1310411e-07,"d":"1.13E-07"},0,0,0,0,5,0,0,0.06,0.25,0.55,0.873,0.95,0.977,0.983,0.99,0.992,0.994,0.995,0.997,0.998,0.999,0.999,0.999,0.999,0.999,0.999,0.999,0,0,0,0]
["BK3","S",1.00582655,0.00617416136,0.21209642,0.0187792631,0.898290885,88.873495,0,0,0,0,5,0.04,0.2,0.5,0.74,0.85,0.91,0.97,0.98,0.985,0.99,0.992,0.994,0.995,0.995,0.996,0.997,0.999,0.999,0.999,0.999,0.999,0.998,0,0,0,0]
["BK4","L",2.2247063,-0.0098786457,0.0099132887,{"v":1.8971181E-4,"d":"1.90E-04"},{"v":-8.1445186e-06,"d":"-8.14E-06"},{"v":5.1390763e-07,"d":"5.14E-07"},0,0,0,0,5,0.1,0.33,0.62,0.84,0.92,0.964,0.983,0.988,0.99,0.992,0.993,0.994,0.994,0.995,0.996,0.997,0.998,0.998,0.998,0.998,0.998,0.998,0,0,0,0]
["BK5","L",2.23675,-0.010442352,0.010134815,{"v":0.00018362101,"d":"1.84E-04"},{"v":-6.6664018E-6,"d":"-6.67E-06"},{"v":4.5967627e-07,"d":"4.60E-07"},0,0,0,0,5,0.06,0.29,0.6,0.81,0.92,0.967,0.985,0.992,0.994,0.996,0.998,0.999,0.999,0.999,0.999,0.999,0.999,0.999,0.999,0.999,0.999,0.999,0,0,0,0]
["BK50","L",2.2514623,-0.0092790335,0.010713636,{"v":0.0001301232,"d":"1.30E-04"},{"v":1.3228569E-6,"d":"1.32E-06"},{"v":1.1743007E-7,"d":"1.17E-07"},0,0,0,0,5,0,0.06,0.34,0.6,0.815,0.939,0.985,0.992,0.993,0.995,0.996,0.997,0.997,0.997,0.998,0.998,0.998,0.998,0.998,0.998,0.998,0.998,0,0,0,0]
["BK6","S",1.00281944,0.00574715892,0.309568455,0.0192045655,1.01840606,108.760808,0,0,0,0,5,0,0.08,0.25,0.5,0.76,0.93,0.981,0.992,0.995,0.997,0.998,0.998,0.998,0.998,0.999,0.999,0.999,0.999,0.999,0.999,0.999,0.999,0.999,0.996,0.966,0.89,25,0,0,0,0,0.26,0.7,0.91,0.962,0.973,0.985,0.99,0.99,0.991,0.992,0.993,0.993,0.995,0.995,0.995,0.995,0.995,0.995,0.995,0.98,0.84,0.56]
["BK7","S",1.03961212,0.00600069867,0.231792344,0.0200179144,1.01046945,103.560653,0,0,0,0,5,0,0,0.26,0.59,0.81,0.95,0.986,0.994,0.995,0.996,0.998,0.998,0.998,0.998,0.999,0.999,0.999,0.999,0.999,0.999,0.999,0.999,0.999,0.997,0.968,0.89,25,0,0,0,0.07,0.35,0.77,0.93,0.969,0.974,0.98,0.989,0.991,0.993,0.993,0.994,0.994,0.996,0.996,0.996,0.997,0.997,0.998,0.998,0.985,0.85,0.57]
["BK7G18","S",1.26538542,0.00813104078,0.0144191073,0.0543303226,1.00323028,102.821166,0,0,0,0,5,0,0,0,0,0,0,0,0.141421356237309,0.282842712474619,0.6,0.775241897732572,0.874070935336486,0.902773504263389,0.951314879522022,0.973139250056229,0.98488578017961,0.990959131346999,0.994484791236145,0.995991967839098,0.996995486449161,0.997496867163,0.998498873309329,0.999499874937461,0.995991967839098,0.96591925128346,0.884307638777365,25,0,0,0,0,0,0,0,0,0,0.08,0.28,0.51,0.6,0.78,0.873,0.927,0.957,0.973,0.979,0.984,0.988,0.993,0.998,0.979,0.841,0.54]
["BK7G25","S",1.2599884,0.00799017056,0.0219041691,0.0486588674,1.00166293,102.870421,0,0,0,0]
["BK7HT","S",1.03825703,0.00600069867,0.231745598,0.0200179144,1.00914545,103.560653,0,0,0,0,5,0,0,0,0,0,0,0,0.9999,0,0,0,0,0,0,0,0,0,0,0,0,0,0,0,0,0,0,25,0,0,0,0,0,0,0,0.9995,0,0,0,0,0,0,0,0,0,0,0,0,0,0,0,0,0,0]
["BK8","S",1.05498572,0.00620952364,0.225825457,0.0201592914,1.00518841,106.219881,0,0,0,0,5,0,0,0.21,0.53,0.76,0.91,0.971,0.988,0.99,0.992,0.996,0.997,0.998,0.998,0.998,0.998,0.999,0.999,0.999,0.999,0.999,0.999,0.999,0.996,0.964,0.89,25,0,0,0,0.04,0.26,0.64,0.86,0.94,0.953,0.963,0.979,0.987,0.988,0.99,0.991,0.992,0.994,0.995,0.995,0.995,0.995,0.996,0.996,0.981,0.83,0.56]
["CAF2","S",0.617617011,0.00275381936,0.421117656,0.0105900875,3.79711183,1182.67444,0,0,0,0,5,0.999,0.999,0.999,0.999,0.999,0.999,0.999,0.999,0.999,0.999,0.999,0.999,0.999,0.999,0.999,0.999,0.999,0.999,0.999,0.999,0.999,0.999,0.999,0.999,0.999,0.999,25,0.998,0.998,0.998,0.998,0.998,0.998,0.998,0.998,0.998,0.998,0.998,0.998,0.998,0.998,0.998,0.998,0.999,0.999,0.999,0.999,0.999,0.999,0.999,0.999,0.999,0.999]
["D263TECO","S",1.23795755,0.00863080926,0.0466468888,0.0469074501,2.46700556,264.146296,0,0,0,0,10,0,0,0,0,0,0.02,0.59,0.9,0.93,0.954,0.974,0.981,0.982,0.985,0.986,0.987,0.992,0.995,0.998,0.998,0.998,0.998,0.999,0.991,0.966,0.85]
["F1","S",1.36192123,0.0102049225,0.209162831,0.0480290444,0.907276681,109.211919,0,0,0,0,5,0,0,0,0,0.07,0.66,0.9,0.96,0.986,0.99,0.993,0.995,0.996,0.997,0.998,0.999,0.999,0.999,0.999,0.999,0.999,0.999,0.999,0.998,0.973,0.93,25,0,0,0,0,0,0.12,0.58,0.81,0.93,0.95,0.965,0.975,0.98,0.985,0.989,0.994,0.996,0.996,0.996,0.996,0.996,0.996,0.995,0.99,0.87,0.68]
["F10","L",2.5670938,-0.0089793044,0.022725304,{"v":0.00075844852,"d":"7.58E-04"},{"v":-1.0501553e-05,"d":"-1.05E-05"},{"v":3.9787205e-06,"d":"3.98E-06"},0,0,0,0,5,0,0,0,0,0.03,0.531,0.87,0.955,0.97,0.985,0.99,0.994,0.995,0.996,0.997,0.998,0.999,0.999,0.999,0.999,0.999,0.999,0,0,0,0]
["F11","L",2.5604283,-0.011533213,0.021415749,{"v":0.0012435058,"d":"1.24E-03"},{"v":-8.7806524e-05,"d":"-8.78E-05"},{"v":1.0481366E-5,"d":"1.05E-05"},0,0,0,0,5,0,0,0,0,0,1E-3,0.02,0.436,0.62,0.83,0.91,0.945,0.956,0.982,0.987,0.992,0.995,0.997,0.998,0.998,0.998,0.998,0,0,0,0]
["F13","S",1.35316545,0.0100820559,0.207756817,0.0477132466,0.902160492,109.42681,0,0,0,0,5,0,0,0,0,0.2,0.75,0.94,0.979,0.983,0.99,0.992,0.994,0.996,0.997,0.997,0.998,0.999,0.999,0.999,0.999,0.999,0.999,0.999,0.999,0.975,0.92,25,0,0,0,0,0,0.23,0.75,0.9,0.92,0.95,0.96,0.97,0.98,0.985,0.986,0.99,0.995,0.997,0.998,0.998,0.998,0.998,0.995,0.995,0.88,0.66]
["F14","S",1.31949846,0.00980475192999999,0.181106999,0.0465330997,0.921850182,109.855329,0,0,0,0,5,0,0,0,0.01,0.25,0.77,0.965,0.991,0.993,0.996,0.997,0.998,0.998,0.999,0.999,0.999,0.999,0.999,0.999,0.999,0.999,0.998,0,0,0,0,25,0,0,0,0,0,0.27,0.84,0.956,0.965,0.98,0.985,0.99,0.993,0.995,0.995,0.995,0.995,0.995,0.995,0.995,0.995,0.99,0,0,0,0]
["F14HT","S",1.3306264,0.0100001605,0.169969931,0.0474132717,0.919093081,109.67237,0,0,0,0,5,0,0,0,0,0,0,0,0.9995,0,0,0,0,0,0,0,0,0,0,0,0,0,0,0,0,0,0,25,0,0,0,0,0,0,0,0.99749,0,0,0,0,0,0,0,0,0,0,0,0,0,0,0,0,0,0]
["F15","S",1.31031527,0.0095403489,0.202636884,0.0455807051,0.920049222,109.864711,0,0,0,0,5,0,0,0,0.02,0.26,0.75,0.93,0.982,0.985,0.992,0.995,0.996,0.997,0.998,0.998,0.998,0.998,0.998,0.999,0.999,0.999,0.999,0,0,0,0,25,0,0,0,0,0,0.25,0.71,0.91,0.93,0.96,0.975,0.98,0.985,0.99,0.99,0.99,0.99,0.993,0.995,0.995,0.995,0.995,0,0,0,0]
["F2","S",1.34533359,0.00997743871,0.209073176,0.0470450767,0.937357162,111.886764,0,0,0,0,5,0,0,0,0,0.283,0.733,0.951,0.984,0.987,0.992,0.995,0.997,0.997,0.998,0.998,0.999,0.999,0.999,0.999,0.999,0.999,0.999,0.999,0.998,0.974,0.927,25,0,0,0,0,0,0.211,0.78,0.921,0.94,0.963,0.977,0.985,0.987,0.991,0.993,0.994,0.997,0.998,0.998,0.998,0.997,0.998,0.998,0.989,0.876,0.685]
["F2G12","S",1.34702224,0.00980850553,0.210037763,0.0471788018,19.5350768,2279.1547,0,0,0,0,5,0,0,0,0,0,0,0,0,0,0.137840487520902,0.35213633723318,0.570087712549569,0.654217089351845,0.832466215530696,0.917605579756356,0.967987603226405,0.986914383318026,0.99247166206396,0.994484791236145,0.995991967839098,0.996995486449161,0.997496867163,0.999499874937461,0.997997995989972,0.985393322486001,0.961249187255833,25,0,0,0,0,0,0,0,0,0,0,0,0.06,0.12,0.4,0.65,0.85,0.937,0.963,0.972,0.979,0.984,0.988,0.997,0.989,0.93,0.82]
["F2HT","S",1.34533359,0.00997743871,0.209073176,0.0470450767,0.937357162,111.886764,0,0,0,0,5,0,0,0,0,0.283,0.752,0.963,0.991,0.994,0.996,0.997,0.998,0.998,0.998,0.999,0.999,0.999,0.999,0.999,0.999,0.999,0.999,0.999,0.999,0.984,0.955,25,0,0,0,0,0,0.24,0.828,0.957,0.971,0.982,0.988,0.991,0.992,0.994,0.994,0.995,0.997,0.998,0.998,0.998,0.997,0.998,0.998,0.994,0.921,0.795]
["F3","S",1.32797322,0.00977102801999999,0.205862833,0.0463606329,0.904336126,107.863739,0,0,0,0,5,0,0,0,0,0.3,0.83,0.96,0.983,0.985,0.99,0.992,0.995,0.995,0.995,0.995,0.995,0.995,0.996,0.998,0.998,0.998,0.998,0.999,0.998,0.973,0.93,25,0,0,0,0,0,0.4,0.82,0.92,0.93,0.951,0.961,0.975,0.975,0.975,0.975,0.975,0.975,0.983,0.99,0.99,0.99,0.99,0.996,0.99,0.87,0.71]
["F4","S",1.33905825,0.00992220114,0.205224318,0.0470000918,0.897859758,107.93675,0,0,0,0,5,0,0,0,0,0.2,0.81,0.954,0.975,0.983,0.99,0.992,0.995,0.995,0.996,0.996,0.997,0.997,0.997,0.997,0.997,0.997,0.997,0.997,0.996,0.968,0.92,25,0,0,0,0,0,0.35,0.79,0.88,0.92,0.95,0.96,0.973,0.976,0.979,0.982,0.984,0.986,0.986,0.986,0.986,0.986,0.986,0.985,0.98,0.85,0.66]
["F5","S",1.3104463,0.00958633048,0.19603426,0.0457627627,0.96612977,115.011883,0,0,0,0,5,0,0,0,0,0.283,0.786,0.947,0.981,0.985,0.992,0.994,0.996,0.997,0.997,0.998,0.998,0.999,0.999,0.999,0.999,0.999,0.999,0.999,0.997,0.97,0.918,25,0,0,0,0,0,0.3,0.76,0.91,0.93,0.96,0.973,0.982,0.985,0.988,0.99,0.991,0.994,0.995,0.995,0.995,0.996,0.997,0.998,0.987,0.86,0.65]
["F6","S",1.38640043,0.0103119848,0.216317468,0.0482391922,0.920242786,111.029425,0,0,0,0,5,0,0,0,0,0.1,0.64,0.9,0.961,0.97,0.979,0.986,0.988,0.991,0.992,0.996,0.997,0.998,0.999,0.999,0.999,0.999,0.999,0.999,0.999,0.981,0.94,25,0,0,0,0,0,0.11,0.6,0.82,0.86,0.9,0.93,0.94,0.955,0.96,0.978,0.985,0.989,0.996,0.997,0.997,0.997,0.998,0.997,0.994,0.91,0.75]
["F7","S",1.35918954,0.0101796354,0.209887471,0.0483605548,0.881405771,110.387289,0,0,0,0,5,0,0,0,0,0.12,0.66,0.89,0.963,0.974,0.984,0.991,0.994,0.994,0.996,0.996,0.997,0.998,0.998,0.998,0.998,0.998,0.998,0.998,0.994,0.954,0.86,25,0,0,0,0,0,0.13,0.56,0.83,0.88,0.92,0.958,0.97,0.972,0.978,0.982,0.987,0.99,0.991,0.991,0.991,0.992,0.992,0.99,0.97,0.79,0.48]
["F8","S",1.31172466,0.00965177918,0.172480274,0.0461712161,0.840159209,100.046795,0,0,0,0,5,0,0,0,0.02,0.4,0.83,0.961,0.988,0.992,0.995,0.997,0.997,0.998,0.998,0.999,0.999,0.999,0.999,0.999,0.999,0.999,0.999,0.999,0.997,0.981,0.952,25,0,0,0,0,0,0.4,0.82,0.94,0.96,0.975,0.983,0.987,0.989,0.99,0.993,0.996,0.998,0.998,0.997,0.996,0.996,0.996,0.993,0.985,0.91,0.78]
["F8HT","S",1.31172466,0.00965177918,0.172480274,0.0461712161,0.840159209,100.046795,0,0,0,0,5,0,0,0,0,0,0,0,0.99955,0,0,0,0,0,0,0,0,0,0,0,0,0,0,0,0,0,0,25,0,0,0,0,0,0,0,0.99774,0,0,0,0,0,0,0,0,0,0,0,0,0,0,0,0,0,0]
["F9","S",1.37298383,0.00970906763999999,0.186344373,0.0477952149,0.99684711,109.902441,0,0,0,0,5,0,0,0,0,0,0.5,0.84,0.95,0.966,0.981,0.988,0.993,0.994,0.996,0.997,0.998,0.999,0.999,0.999,0.999,0.999,0.999,0.999,0.998,0.983,0.93,25,0,0,0,0,0,0.03,0.42,0.77,0.84,0.91,0.94,0.965,0.973,0.98,0.989,0.989,0.995,0.996,0.996,0.996,0.996,0.996,0.996,0.99,0.92,0.7]
["FK1","L",2.1392463,-0.0092409374,0.0087449768,{"v":2.1463624E-4,"d":"2.15E-04"},{"v":-1.2671989E-5,"d":"-1.27E-05"},{"v":6.8154684e-07,"d":"6.82E-07"},0,0,0,0,5,0.02,0.22,0.44,0.68,0.84,0.94,0.97,0.978,0.98,0.985,0.988,0.99,0.99,0.991,0.992,0.994,0.996,0.998,0.998,0.998,0.998,0.998,0.998,0.995,0.98,0.91]
["FK3","S",0.973346627,0.00640795469,0.146642231,0.020565293,0.679304225,80.4965389,0,0,0,0,5,0,0,0.547722557505166,0.714142842854285,0.836660026534075,0.94339811320566,0.976729235765982,0.99247166206396,0.993981891183134,0.995991967839098,0.996995486449161,0.996995486449161,0.996995486449161,0.997496867163,0.997997995989972,0.997997995989972,0.998498873309329,0.998498873309329,0.998498873309329,0.998498873309329,0.998498873309329,0.998498873309329,0.998999499499374,0.993981891183134,0.985393322486001,0.9,25,0,0,0.05,0.19,0.41,0.74,0.89,0.964,0.971,0.98,0.984,0.985,0.986,0.987,0.989,0.99,0.993,0.993,0.993,0.993,0.993,0.993,0.995,0.97,0.93,0.59]
["FK5","S",0.844309338,0.00475111955,0.344147824,0.0149814849,0.910790213,97.8600292999999,0,0,0,0,5,0.69,0.86,0.94,0.975,0.988,0.995,0.998,0.998,0.998,0.998,0.999,0.999,0.999,0.999,0.999,0.999,0.999,0.999,0.999,0.999,0.999,0.999,0.999,0.99,0.98,0.89,25,0.16,0.46,0.74,0.88,0.94,0.976,0.988,0.99,0.991,0.992,0.993,0.993,0.993,0.994,0.995,0.995,0.996,0.996,0.996,0.996,0.996,0.997,0.997,0.951,0.91,0.54]
["FK50","L",2.1857458,-0.005183385,{"v":0.0081653709,"d":"8.17E-03"},{"v":9.52796409999999e-05,"d":"9.53E-05"},{"v":-1.6560087e-06,"d":"-1.66E-06"},{"v":1.8838484E-7,"d":"1.88E-07"},0,0,0,0,5,0,0,0,0,0.01,0.204,0.59,0.86,0.91,0.95,0.975,0.983,0.984,0.987,0.989,0.991,0.995,0.996,0.996,0.996,0.995,0,0,0,0,0]
["FK51","S",0.971247817,0.00472301995,0.216901417,0.0153575612,0.904651666,168.68133,0,0,0,0,5,0.45,0.509,0.58,0.66,0.78,0.9,0.956,0.98,0.984,0.99,0.993,0.994,0.995,0.995,0.996,0.996,0.996,0.996,0.997,0.997,0.997,0.997,0.996,0.99,0.973,0.9,25,0.02,0.04,0.07,0.13,0.28,0.58,0.8,0.91,0.92,0.95,0.965,0.971,0.973,0.976,0.978,0.98,0.982,0.982,0.983,0.983,0.983,0.983,0.981,0.952,0.87,0.6]
["FK52","S",1.01571114,0.00515884949,0.169998431,0.0173380788,0.805158532,158.603308,0,0,0,0,5,0,0.47,0.58,0.7,0.8,0.95,0.977,0.993,0.995,0.996,0.996,0.996,0.996,0.996,0.996,0.996,0.997,0.997,0.997,0.997,0.997,0.997,0.997,0.996,0.991,0.981,25,0,0.02,0.07,0.17,0.33,0.75,0.89,0.967,0.973,0.979,0.981,0.981,0.981,0.981,0.982,0.982,0.983,0.984,0.984,0.985,0.985,0.985,0.985,0.981,0.958,0.91]
["FK54","S",0.745320416,0.00358171563,0.302330101,0.0122884773,1.01885,213.01745,0,0,0,0,5,0.509,0.62,0.73,0.84,0.91,0.964,0.988,0.996,0.996,0.997,0.997,0.997,0.997,0.997,0.997,0.998,0.998,0.998,0.998,0.998,0.998,0.998,0.998,0.998,0.998,0.998,25,0.04,0.09,0.21,0.41,0.62,0.83,0.94,0.978,0.982,0.985,0.986,0.986,0.986,0.986,0.987,0.988,0.988,0.99,0.99,0.99,0.99,0.99,0.992,0.992,0.992,0.99]
["FK5HT","S",0.984734852,0.00569540604,0.203916651,0.0174859523,0.861405634,92.7410960999999,0,0,0,0,5,0,0,0,0,0,0,0,0.99995,0,0,0,0,0,0,0,0,0,0,0,0,0,0,0,0,0,0,25,0,0,0,0,0,0,0,0.99975,0,0,0,0,0,0,0,0,0,0,0,0,0,0,0,0,0,0]
["FK5HTI","S",0.90936218,0.0052014247,0.279077054,0.0158938446,0.891813298,95.9109448,0,0,0,0,5,0.874070935336486,0.946572765295938,0.979285453787607,0.991463564635635,0.995991967839098,0.997997995989972,0.998999499499374,0.998999499499374,0.999499874937461,0.998999499499374,0.999499874937461,0.999499874937461,0.999499874937461,0.999499874937461,0.998999499499374,0.998999499499374,0.998999499499374,0.998999499499374,0.998999499499374,0.998999499499374,0.998999499499374,0.999499874937461,0.999499874937461,0.992975326984512,0.985393322486001,0.911043357914429,25,0.51,0.76,0.9,0.958,0.979,0.989,0.994,0.996,0.996,0.996,0.997,0.997,0.997,0.997,0.996,0.995,0.994,0.995,0.995,0.994,0.995,0.997,0.998,0.965,0.93,0.628]
["FK6","L",2.0683845,-0.0073715695,{"v":0.00873045209999999,"d":"8.73E-03"},{"v":5.1609583e-05,"d":"5.16E-05"},{"v":7.8661379e-06,"d":"7.87E-06"},{"v":-3.0093108e-07,"d":"-3.01E-07"},0,0,0,0,5,0,0.01,0.08,0.22,0.41,0.657,0.87,0.948,0.96,0.98,0.985,0.988,0.989,0.99,0.991,0.992,0.922,0.993,0.993,0.993,0.993,0,0,0,0,0]
["FN11","S",1.41572926,0.0103749731,0.143334227,0.0568803594,1.27299252,119.664491,0,0,0,0,5,0,0,0,0,0,0,0.02,0.58,0.75,0.91,0.959,0.977,0.983,0.99,0.993,0.995,0.997,0.999,0.999,0.999,0.999,0.999,0.999,0.996,0.977,0.92,25,0,0,0,0,0,0,0,0.07,0.23,0.61,0.81,0.89,0.92,0.95,0.967,0.977,0.987,0.993,0.994,0.994,0.995,0.995,0.995,0.978,0.89,0.65]
["GG375G34","S",1.23823142,0.00832536412,0.0511928253,0.0446799998,0.914810737,111.179838,0,0,0,0]
["K10","S",1.15687082,0.00809424251,0.0642625444,0.0386051284,0.872376139,104.74773,0,0,0,0,5,0,0,0.374,0.608,0.791,0.936,0.981,0.991,0.993,0.995,0.996,0.997,0.997,0.998,0.998,0.998,0.998,0.998,0.999,0.999,0.999,0.999,0.999,0.997,0.968,0.912,25,0,0,0.02,0.13,0.31,0.72,0.91,0.958,0.966,0.973,0.982,0.986,0.987,0.988,0.988,0.99,0.991,0.992,0.993,0.993,0.994,0.997,0.996,0.983,0.85,0.63]
["K11","S",1.16249642,0.00753270034,0.0582613527,0.0359084464,0.905203986,102.404612,0,0,0,0,5,0,0,0.4,0.76,0.92,0.975,0.99,0.995,0.996,0.996,0.997,0.997,0.997,0.997,0.997,0.998,0.998,0.998,0.998,0.998,0.998,0.998,0,0,0,0,25,0,0,0,0.25,0.65,0.88,0.95,0.974,0.978,0.981,0.985,0.986,0.986,0.986,0.987,0.988,0.99,0.99,0.99,0.991,0.991,0.991,0,0,0,0]
["K3","S",1.08999358,0.00670233559,0.181850015,0.0254232565,0.936478693,113.486321,0,0,0,0,5,0,0,0.08,0.35,0.69,0.88,0.977,0.988,0.99,0.993,0.995,0.996,0.997,0.997,0.998,0.998,0.999,0.999,0.999,0.999,0.999,0.998,0,0,0,0,25,0,0,0,0,0.16,0.53,0.89,0.92,0.95,0.965,0.975,0.981,0.984,0.986,0.989,0.991,0.993,0.993,0.993,0.993,0.993,0.992,0,0,0,0]
["K4","S",1.18909486,0.00789396642,0.0841359213999999,0.0339218995,0.930219822,107.049495,0,0,0,0,5,0,0.02,0.29,0.63,0.83,0.94,0.981,0.992,0.994,0.995,0.995,0.996,0.996,0.996,0.996,0.996,0.998,0.998,0.998,0.998,0.998,0.997,0,0,0,0,25,0,0,0,0.1,0.4,0.74,0.91,0.96,0.969,0.975,0.976,0.978,0.978,0.978,0.98,0.981,0.988,0.99,0.991,0.99,0.989,0.987,0,0,0,0]
["K5","S",1.08511833,0.00661099503,0.199562005,0.024110866,0.930511663,111.982777,0,0,0,0,5,0,0,0.15,0.5,0.78,0.94,0.986,0.995,0.996,0.996,0.996,0.997,0.998,0.999,0.999,0.999,0.999,0.999,0.999,0.999,0.999,0.999,0.999,0.998,0.968,0.91,25,0,0,0,0,0.29,0.74,0.93,0.974,0.979,0.98,0.98,0.984,0.99,0.995,0.995,0.996,0.998,0.998,0.998,0.998,0.998,0.998,0.998,0.988,0.85,0.62]
["K50","S",1.01887866,0.00594871325,0.266822603,0.0215166777,0.906671962,102.140337,0,0,0,0,5,0,0.04,0.28,0.53,0.69,0.89,0.977,0.99,0.992,0.995,0.997,0.998,0.998,0.998,0.998,0.999,0.999,0.999,0.999,0.999,0.999,0.999,0.999,0.996,0.977,0.92,25,0,0,0,0.04,0.16,0.56,0.89,0.95,0.96,0.975,0.986,0.988,0.99,0.991,0.992,0.993,0.994,0.994,0.994,0.994,0.994,0.994,0.995,0.98,0.89,0.67]
["K51","L",2.2351459,-0.0099823499,0.011161681,{"v":0.0001863766,"d":"1.86E-04"},{"v":-2.5979987e-06,"d":"-2.60E-06"},{"v":4.9365998e-07,"d":"4.94E-07"},0,0,0,0,5,0,0,0.11,0.35,0.71,0.9,0.963,0.983,0.988,0.991,0.994,0.995,0.996,0.997,0.997,0.998,0.998,0.999,0.999,0.999,0.999,0.999,0,0,0,0,25,0,0,0,0,0.18,0.58,0.83,0.92,0.94,0.955,0.97,0.977,0.98,0.985,0.987,0.989,0.992,0.994,0.995,0.996,0.996,0.995,0,0,0,0]
["K5G20","S",1.14094396,0.00694945478,0.14500119,0.0310574444,37.4705786,4536.25624,0,0,0,0,5,0,0,0,0,0,0,0,0.170293863659264,0.360555127546399,0.664830805543786,0.828251169633946,0.906090503205943,0.925742944882649,0.961249187255833,0.976729235765982,0.985393322486001,0.991967741410979,0.99498743710662,0.996493853468248,0.996995486449161,0.997496867163,0.998498873309329,0.998999499499374,0.99498743710662,0.946572765295938,0.856154191720159,25,0,0,0,0,0,0,0,0,0,0.13,0.39,0.61,0.68,0.82,0.89,0.93,0.961,0.976,0.982,0.985,0.987,0.992,0.995,0.976,0.76,0.46]
["K5HT","S",1.05012373,0.00629131254,0.23449673,0.0228648239,0.912691616,109.624534,0,0,0,0,5,0,0,0,0,0,0,0,0.99975,0,0,0,0,0,0,0,0,0,0,0,0,0,0,0,0,0,0,25,0,0,0,0,0,0,0,0.99875,0,0,0,0,0,0,0,0,0,0,0,0,0,0,0,0,0,0]
["K7","S",1.1273555,0.00720341707,0.124412303,0.0269835916,0.827100531,100.384588,0,0,0,0,5,0,0,0.3,0.63,0.84,0.952,0.988,0.994,0.995,0.996,0.997,0.997,0.998,0.998,0.998,0.998,0.999,0.999,0.999,0.999,0.999,0.999,0.999,0.996,0.954,0.87,25,0,0,0,0.1,0.42,0.78,0.94,0.971,0.976,0.983,0.988,0.99,0.99,0.99,0.99,0.99,0.993,0.994,0.994,0.995,0.995,0.996,0.994,0.98,0.79,0.5]
["K7HT","S",1.1010814,0.00687550637,0.150869672,0.0256581776,0.902836617,108.518199,0,0,0,0,5,0,0,0,0,0,0,0,0.99975,0,0,0,0,0,0,0,0,0,0,0,0,0,0,0,0,0,0,25,0,0,0,0,0,0,0,0.99875,0,0,0,0,0,0,0,0,0,0,0,0,0,0,0,0,0,0]
["KF1","L",2.3324325,-0.0085563978,0.014012802,{"v":0.0003449419,"d":"3.45E-04"},{"v":-7.6053118e-06,"d":"-7.61E-06"},{"v":1.2660303E-6,"d":"1.27E-06"},0,0,0,0,5,0,0,0.09,0.34,0.72,0.91,0.975,0.989,0.992,0.994,0.996,0.998,0.998,0.999,0.999,0.999,0.999,0.999,0.999,0.999,0.999,0.998,0,0,0,0]
["KF2","L",2.2905329,-0.00840592339999999,0.013528825,{"v":0.0003510493,"d":"3.51E-04"},{"v":-1.1090546e-05,"d":"-1.11E-05"},{"v":1.3102015e-06,"d":"1.31E-06"},0,0,0,0,5,0,0.01,0.12,0.42,0.76,0.932,0.98,0.988,0.99,0.992,0.993,0.995,0.995,0.996,0.997,0.997,0.998,0.998,0.998,0.998,0.998,0.998,0,0,0,0]
["KF3","S",1.15615178,0.00789264815,0.102116759,0.0345076496,0.927164575,113.531069,0,0,0,0,5,0,0,0,0.04,0.2,0.58,0.9,0.94,0.95,0.97,0.98,0.991,0.994,0.996,0.998,0.998,0.999,0.999,0.999,0.998,0.999,0.999,0.999,0.99,0.89,0.84,25,0,0,0,0,0,0.07,0.59,0.72,0.77,0.86,0.91,0.956,0.97,0.982,0.987,0.989,0.992,0.992,0.992,0.993,0.993,0.993,0.994,0.95,0.54,0.41]
["KF50","L",2.3045807,-0.008838296,0.01348473,{"v":0.00038601862,"d":"3.86E-04"},{"v":-1.3379593e-05,"d":"-1.34E-05"},{"v":1.3359542e-06,"d":"1.34E-06"},0,0,0,0,5,0,0,0,0.22,0.57,0.83,0.959,0.981,0.986,0.99,0.992,0.994,0.994,0.995,0.995,0.996,0.997,0.998,0.998,0.999,0.999,0.999,0,0,0,0,25,0,0,0,0,0.06,0.4,0.81,0.91,0.93,0.953,0.97,0.98,0.982,0.984,0.986,0.988,0.991,0.994,0.994,0.995,0.995,0.995,0,0,0,0]
["KF6","S",1.17006893,0.00814992422,0.0950509747,0.0388216817,0.907409125,108.882299,0,0,0,0,5,0,0,0.28,0.7,0.88,0.961,0.988,0.994,0.995,0.995,0.997,0.997,0.997,0.997,0.997,0.997,0.998,0.998,0.998,0.998,0.998,0.999,0.999,0.997,0.959,0.88,25,0,0,0,0.17,0.52,0.82,0.94,0.972,0.974,0.976,0.984,0.985,0.985,0.985,0.985,0.985,0.988,0.991,0.991,0.991,0.991,0.994,0.995,0.985,0.81,0.53]
["KF9","S",1.16421867,0.00787954228,0.118007401,0.0372520495,0.923054885,109.924834,0,0,0,0,5,0,0,0,0.09,0.41,0.82,0.95,0.986,0.99,0.993,0.995,0.996,0.996,0.997,0.998,0.998,0.999,0.999,0.999,0.999,0.999,0.999,0.999,0.999,0.963,0.9,25,0,0,0,0,0,0.37,0.77,0.93,0.951,0.965,0.975,0.979,0.982,0.985,0.991,0.992,0.993,0.995,0.995,0.996,0.996,0.998,0.998,0.995,0.83,0.6]
["KZF1","L",2.3638642,-0.0097296051,0.014685907,{"v":0.00036958933,"d":"3.70E-04"},{"v":-6.6067088e-06,"d":"-6.61E-06"},{"v":1.1184893e-06,"d":"1.12E-06"},0,0,0,0,5,0,0,0,0.19,0.46,0.75,0.89,0.95,0.96,0.973,0.981,0.986,0.991,0.994,0.996,0.997,0.999,0.999,0.999,0.999,0.999,0.998,0,0,0,0]
["KZF2","L",2.3016043,-0.010413112,0.013264215,{"v":0.00035124541,"d":"3.51E-04"},{"v":-1.1283365E-5,"d":"-1.13E-05"},{"v":1.1644077E-6,"d":"1.16E-06"},0,0,0,0,5,0,0.1,0.25,0.46,0.67,0.84,0.93,0.963,0.973,0.981,0.986,0.99,0.992,0.996,0.997,0.998,0.999,0.999,0.999,0.999,0.999,0.999,0,0,0,0]
["KZF4","L",2.4209025,-0.010490868,0.015689393,{"v":4.2445206E-4,"d":"4.24E-04"},{"v":-9.3585569e-06,"d":"-9.36E-06"},{"v":1.8468474E-6,"d":"1.85E-06"},0,0,0,0,5,0,0,0,0.01,0.15,0.574,0.82,0.943,0.97,0.98,0.988,0.99,0.991,0.994,0.996,0.997,0.998,0.999,0.999,0.999,0.999,0.999,0,0,0,0]
["KZF5","L",2.2782783,-0.010290453,0.012842623,{"v":0.00030305291,"d":"3.03E-04"},{"v":-7.4349862e-06,"d":"-7.43E-06"},{"v":9.2064468E-7,"d":"9.21E-07"},0,0,0,0,5,0,0.01,0.1,0.25,0.41,0.692,0.86,0.929,0.945,0.97,0.977,0.984,0.985,0.988,0.993,0.995,0.998,0.998,0.998,0.998,0.998,0.998,0,0,0,0]
["KZF6","L",2.2934044,-0.010346122,0.013319863,{"v":0.00034833226,"d":"3.48E-04"},{"v":-9.93540899999999e-06,"d":"-9.94E-06"},{"v":1.1227905e-06,"d":"1.12E-06"},0,0,0,0,5,0,0.03,0.18,0.36,0.57,0.77,0.88,0.95,0.961,0.977,0.986,0.988,0.99,0.993,0.994,0.997,0.998,0.998,0.998,0.998,0.998,0.998,0,0,0,0,25,0,0,0,0,0.06,0.27,0.52,0.76,0.82,0.89,0.93,0.94,0.953,0.965,0.97,0.983,0.99,0.992,0.992,0.992,0.991,0.991,0,0,0,0]
["KZFN1","S",1.19949942,0.00767704289,0.163891773,0.0352898056,0.890412049,94.3366501999999,0,0,0,0,5,0,0,0,0,0,0.1,0.55,0.83,0.88,0.94,0.972,0.985,0.99,0.995,0.997,0.998,0.998,0.999,0.999,0.999,0.999,0.999,0.999,0.995,0.985,0.91,25,0,0,0,0,0,0,0.05,0.4,0.54,0.75,0.87,0.93,0.95,0.974,0.983,0.99,0.994,0.994,0.994,0.994,0.995,0.996,0.996,0.978,0.93,0.61]
["KZFN2","S",1.12337304,0.00712846561,0.177617693,0.0317291201,0.849213044,84.9656713,0,0,0,0,5,0,0,0,0,0,0.2,0.64,0.87,0.91,0.952,0.973,0.986,0.99,0.994,0.996,0.998,0.999,0.999,0.999,0.999,0.999,0.999,0.999,0.994,0.983,0.9,25,0,0,0,0,0,0,0.11,0.49,0.61,0.78,0.87,0.93,0.95,0.97,0.982,0.991,0.996,0.997,0.997,0.997,0.998,0.998,0.998,0.97,0.92,0.6]
["KZFS1","S",1.36618048,0.00873165063,0.182049028,0.0389834096,0.864314609,62.9392443,0,0,0,0,5,0,0,0.04,0.11,0.23,0.5,0.72,0.82,0.85,0.9,0.94,0.966,0.97,0.986,0.994,0.997,0.999,0.999,0.999,0.999,0.999,0.998,0,0,0,0,25,0,0,0,0,0,0.03,0.2,0.37,0.44,0.58,0.73,0.84,0.86,0.93,0.97,0.985,0.994,0.995,0.996,0.995,0.993,0.992,0,0,0,0]
["KZFS12","S",1.55624873,0.0102012744,0.239769276,0.0469277969,0.947887658,69.8370721999999,0,0,0,0,5,0,0,0,0,0,0,0.331445401733998,0.757858283255199,0.824055987609931,0.896779348849209,0.936410984009241,0.958731515514182,0.965730298907509,0.98131464098299,0.988540345268706,0.994131525027134,0.997184186983332,0.998193484786031,0.998193484786031,0.998394855285532,0.998394855285532,0.998596063454894,0.998797109588254,0.987701175684147,0.958731515514182,0.786003085596622,25,0,0,0,0,0,0,0.004,0.25,0.38,0.58,0.72,0.81,0.84,0.91,0.944,0.971,0.986,0.991,0.991,0.992,0.992,0.993,0.994,0.94,0.81,0.3]
["KZFS2","L",2.3894502,-0.01316193,0.013474291,{"v":0.00037362727,"d":"3.74E-04"},{"v":-1.6293548E-5,"d":"-1.63E-05"},{"v":1.314931e-06,"d":"1.31E-06"},0,0,0,0,5,0,0.01,0.04,0.12,0.24,0.48,0.72,0.888,0.92,0.955,0.974,0.983,0.985,0.99,0.995,0.998,0.999,0.999,0.999,0.998,0.998,0.998,0,0,0,0]
["KZFS4G20","S",1.41208908,0.00910648185,0.142592488,0.0430946632,0.870889934,68.4277345999999,0,0,0,0]
["KZFS5","L",2.6678598,-0.01466285,0.022368184,{"v":0.00072209245,"d":"7.22E-04"},{"v":-1.8341132E-5,"d":"-1.83E-05"},{"v":3.686096e-06,"d":"3.69E-06"},0,0,0,0,5,0,0,0,0,0,0.01,0.14,0.539,0.66,0.82,0.92,0.955,0.963,0.982,0.989,0.993,0.998,0.999,0.999,0.999,0.999,0.998,0,0,0,0]
["KZFS6","S",1.35163564,0.00849653173,0.135759794,0.038835723,0.844490002,67.2773371,0,0,0,0,5,0,0,0.02,0.11,0.25,0.5,0.72,0.86,0.9,0.93,0.963,0.977,0.981,0.99,0.995,0.997,0.998,0.998,0.998,0.998,0.998,0.998,0,0,0,0,25,0,0,0,0,0,0.03,0.2,0.47,0.58,0.71,0.83,0.89,0.91,0.95,0.975,0.985,0.992,0.992,0.992,0.992,0.992,0.992,0,0,0,0]
["KZFS7","L",2.7503583,-0.014362595,0.024771775,{"v":0.0009257617,"d":"9.26E-04"},{"v":-2.8227872e-05,"d":"-2.82E-05"},{"v":4.9158067e-06,"d":"4.92E-06"},0,0,0,0,5,0,0,0,0,0,0,0,0,0,0,0.1,0.35,0.63,0.79,0.87,0.92,0.97,0.985,0.988,0.992,0.994,0.997,0,0,0,0]
["KZFS7A","S",1.5391629,0.010266246,0.209618759,0.0471104946,0.936171329,71.6979327,0,0,0,0,5,0,0,0,0,0,0.1,0.46,0.83,0.88,0.94,0.969,0.981,0.985,0.991,0.994,0.997,0.998,0.998,0.998,0.998,0.998,0.998,0.998,0.987,0.957,0.78,25,0,0,0,0,0,0,0,0,0,0,0,0.9,0,0,0,0,0,0,0,0,0,0,0,0,0,0]
["KZFS8","S",1.6029921,0.0106584622,0.267572377,0.0476203179,0.976091468,76.4325728,0,0,0,0,5,0,0,0,0,0,0,0.17,0.57,0.69,0.83,0.9,0.93,0.94,0.968,0.979,0.988,0.994,0.996,0.997,0.998,0.998,0.998,0.998,0.988,0.959,0.79,25,0,0,0,0,0,0,0,0.06,0.16,0.39,0.58,0.7,0.75,0.85,0.9,0.94,0.97,0.981,0.985,0.99,0.992,0.992,0.99,0.94,0.81,0.31]
["KZFS9","L",2.5083194,-0.01350742,0.017067786,{"v":0.00045796662,"d":"4.58E-04"},{"v":-8.86226449999999e-06,"d":"-8.86E-06"},{"v":1.5432228E-6,"d":"1.54E-06"},0,0,0,0,5,0,0.01,0.14,0.29,0.51,0.807,0.942,0.963,0.972,0.982,0.986,0.991,0.992,0.994,0.997,0.998,0.999,0.999,0.999,0.999,0.999,0.999,0,0,0,0]
["KZFSN2","S",1.26169705,0.00767420045,0.128881191,0.0330129627,0.898521214,70.8271139,0,0,0,0,5,0,0,0,0.3,0.4,0.76,0.89,0.952,0.963,0.979,0.986,0.99,0.992,0.995,0.996,0.998,0.998,0.999,0.999,0.999,0.999,0.999,0,0,0,0,25,0,0,0,0,0,0.25,0.55,0.78,0.83,0.9,0.93,0.95,0.96,0.973,0.98,0.988,0.992,0.994,0.995,0.996,0.996,0.997,0,0,0,0]
["KZFSN4","S",1.37994218,0.00891159698999999,0.168496708,0.040533407,0.874885726,69.6628237,0,0,0,0,5,0,0,0,0.48,0.69,0.88,0.94,0.974,0.979,0.986,0.992,0.995,0.996,0.997,0.998,0.998,0.999,0.999,0.999,0.999,0.999,0.999,0.999,0.988,0.958,0.78,25,0,0,0,0.03,0.15,0.509,0.72,0.88,0.9,0.93,0.962,0.974,0.978,0.986,0.989,0.992,0.995,0.995,0.995,0.995,0.995,0.995,0.995,0.94,0.81,0.28]
["KZFSN5","S",1.47727858,0.00975488335,0.191686941,0.0450495404,0.897333608,67.8786495,0,0,0,0,5,0,0,0,0,0,0.361,0.717,0.917,0.942,0.968,0.982,0.988,0.99,0.994,0.996,0.997,0.998,0.999,0.999,0.999,0.999,0.999,0.999,0.983,0.949,0.752,25,0,0,0,0,0,0,0.19,0.65,0.74,0.85,0.911,0.94,0.95,0.968,0.978,0.985,0.992,0.995,0.996,0.996,0.996,0.996,0.997,0.92,0.77,0.24]
["KZFSN7","L",2.7497306,-0.013708753,0.02481991,{"v":0.00096006315,"d":"9.60E-04"},{"v":-3.3307832e-05,"d":"-3.33E-05"},{"v":5.821765E-6,"d":"5.82E-06"},0,0,0,0,5,0,0,0,0,0,0,0.07,0.53,0.65,0.81,0.9,0.94,0.95,0.97,0.979,0.988,0.993,0.996,0.998,0.998,0.999,0.999,0,0,0,0,25,0,0,0,0,0,0,0,0.04,0.12,0.35,0.58,0.72,0.77,0.86,0.9,0.94,0.966,0.982,0.988,0.992,0.994,0.995,0,0,0,0]
["KZFSN9","S",1.35457004,0.00858526768,0.151346035,0.0390569325,0.8803344,69.688929,0,0,0,0,5,0,0,0,0.37,0.53,0.81,0.91,0.961,0.97,0.981,0.988,0.992,0.994,0.995,0.996,0.998,0.999,0.999,0.999,0.999,0.999,0.999,0,0,0,0,25,0,0,0,0,0.04,0.35,0.63,0.82,0.86,0.91,0.94,0.96,0.968,0.976,0.981,0.988,0.993,0.994,0.995,0.996,0.997,0.998,0,0,0,0]
["LAF10","L",3.1035471,-0.013927889,0.027639924,{"v":0.00062330205,"d":"6.23E-04"},{"v":1.2262488E-6,"d":"1.23E-06"},{"v":1.903481E-6,"d":"1.90E-06"},0,0,0,0,5,0,0,0,0,0,0.08,0.53,0.82,0.87,0.93,0.95,0.963,0.97,0.979,0.983,0.99,0.995,0.996,0.997,0.998,0.998,0.999,0,0,0,0]
["LAF11A","S",1.66890817,0.0113869898,0.311963471,0.0500311048,0.976838785,87.3247266,0,0,0,0,5,0,0,0,0,0,0.03,0.42,0.74,0.79,0.87,0.92,0.94,0.962,0.98,0.989,0.995,0.997,0.998,0.998,0.998,0.998,0.998,0.998,0.998,0.985,0.9,25,0,0,0,0,0,0,0,0.22,0.31,0.49,0.64,0.74,0.82,0.9,0.94,0.973,0.983,0.988,0.989,0.99,0.991,0.992,0.992,0.99,0.93,0.58]
["LAF12","L",2.8284675,-0.012800827,0.020702481,{"v":0.00047237436,"d":"4.72E-04"},{"v":-7.3489336E-6,"d":"-7.35E-06"},{"v":1.3824657E-6,"d":"1.38E-06"},0,0,0,0,5,0,0,0,0.01,0.08,0.29,0.54,0.739,0.8,0.9,0.93,0.955,0.96,0.975,0.985,0.99,0.992,0.994,0.995,0.996,0.996,0.996,0,0,0,0]
["LAF13","S",1.81139531,0.0106588376,0.248608825,0.0467089164,1.10753882,91.6857805,0,0,0,0,5,0,0,0,0,0,0,0.27,0.62,0.69,0.81,0.88,0.92,0.93,0.961,0.977,0.99,0.996,0.998,0.998,0.999,0.999,0.999,0.999,0.998,0.983,0.91,25,0,0,0,0,0,0,0,0.09,0.16,0.35,0.52,0.65,0.7,0.82,0.89,0.95,0.98,0.99,0.992,0.993,0.995,0.996,0.998,0.99,0.92,0.62]
["LAF2","S",1.75302282,0.00957243296,0.213978997,0.0402787459,1.09939444,102.533259,0,0,0,0,5,0,0,0,0,0,0.03,0.46,0.78,0.84,0.91,0.95,0.968,0.972,0.983,0.987,0.991,0.995,0.997,0.998,0.998,0.998,0.998,0.997,0.997,0.978,0.91,25,0,0,0,0,0,0,0.02,0.3,0.43,0.64,0.77,0.85,0.87,0.92,0.94,0.955,0.977,0.985,0.988,0.988,0.99,0.99,0.996,0.986,0.9,0.64]
["LAF20","S",1.65107169,0.00970502319999999,0.118474934,0.0428927477,1.11548729,114.0576,0,0,0,0,5,0,0,0,0,0,0.08,0.6,0.85,0.89,0.93,0.954,0.966,0.973,0.981,0.986,0.989,0.994,0.996,0.997,0.998,0.999,0.999,0.999,0.998,0.994,0.966,25,0,0,0,0,0,0,0.08,0.44,0.55,0.7,0.79,0.84,0.87,0.91,0.93,0.95,0.97,0.981,0.985,0.99,0.993,0.993,0.993,0.992,0.97,0.84]
["LAF21","L",3.123562,-0.015060495,0.025833167,{"v":0.00058672351,"d":"5.87E-04"},{"v":-7.0659294e-06,"d":"-7.07E-06"},{"v":1.5283898e-06,"d":"1.53E-06"},0,0,0,0,5,0,0,0,0,0,0.34,0.69,0.86,0.9,0.94,0.961,0.975,0.979,0.988,0.992,0.995,0.997,0.998,0.999,0.999,0.999,0.999,0.999,0.999,0.983,0.88]
["LAF22","L",3.0810534,-0.012471635,0.030440583,{"v":1.272806E-3,"d":"1.27E-03"},{"v":-5.9411203E-5,"d":"-5.94E-05"},{"v":8.8134517e-06,"d":"8.81E-06"},0,0,0,0,5,0,0,0,0,0,0,0.03,0.42,0.57,0.76,0.86,0.91,0.92,0.952,0.966,0.977,0.988,0.994,0.995,0.995,0.996,0.996,0,0,0,0]
["LAF22A","S",1.85985046,0.0109833145,0.219921174,0.0508016771,1.34141119,114.555542,0,0,0,0,5,0,0,0,0,0,0,0,0.39,0.53,0.74,0.85,0.91,0.93,0.954,0.969,0.979,0.99,0.995,0.996,0.996,0.996,0.997,0.998,0.997,0.989,0.95,25,0,0,0,0,0,0,0,0.01,0.04,0.22,0.45,0.62,0.68,0.79,0.85,0.9,0.951,0.976,0.979,0.98,0.982,0.984,0.988,0.985,0.95,0.75]
["LAF23","L",2.7921958,-0.0096009579,0.020840973,{"v":0.00039495951,"d":"3.95E-04"},{"v":4.495297e-06,"d":"4.50E-06"},{"v":7.862885e-07,"d":"7.86E-07"},0,0,0,0,5,0,0,0,0,0,0.23,0.7,0.89,0.91,0.95,0.968,0.979,0.981,0.988,0.991,0.995,0.998,0.999,0.999,0.999,0.999,0.998,0,0,0,0]
["LAF24","L",3.0185933,-0.014590314,0.023951611,{"v":0.00058379196,"d":"5.84E-04"},{"v":-8.9152425e-06,"d":"-8.92E-06"},{"v":1.5043428E-6,"d":"1.50E-06"},0,0,0,0,5,0,0,0,0,0,0,0,0,0.05,0.2,0.42,0.7,0.86,0.915,0.945,0.966,0.986,0.992,0.995,0.997,0.998,0.999,0,0,0,0]
["LAF25","L",3.0997712,-0.014428294,0.027899374,{"v":0.0010345598,"d":"1.03E-03"},{"v":-4.3008448e-05,"d":"-4.30E-05"},{"v":5.4917491e-06,"d":"5.49E-06"},0,0,0,0,5,0,0,0,0,0,0,0.12,0.55,0.68,0.82,0.89,0.92,0.94,0.96,0.975,0.984,0.993,0.996,0.997,0.998,0.998,0.998,0.998,0.998,0.975,0.92,25,0,0,0,0,0,0,0,0.05,0.15,0.38,0.55,0.67,0.72,0.82,0.88,0.93,0.967,0.983,0.986,0.988,0.988,0.988,0.99,0.99,0.88,0.66]
["LAF26","L",2.9676367,-0.013599942,0.027026861,{"v":0.00088284489,"d":"8.83E-04"},{"v":-2.2042475e-05,"d":"-2.20E-05"},{"v":4.5665081e-06,"d":"4.57E-06"},0,0,0,0,5,0,0,0,0,0,0,0.18,0.64,0.75,0.86,0.93,0.95,0.963,0.979,0.988,0.992,0.997,0.998,0.999,0.999,0.999,0.999,0.999,0.998,0.981,0.88,25,0,0,0,0,0,0,0,0.11,0.23,0.48,0.68,0.79,0.83,0.9,0.94,0.96,0.985,0.992,0.993,0.993,0.993,0.995,0.995,0.99,0.91,0.54]
["LAF28","L",3.0755678,-0.01517917,0.023864942,{"v":0.00057065016,"d":"5.71E-04"},{"v":-1.3026141e-05,"d":"-1.30E-05"},{"v":1.3844676E-6,"d":"1.38E-06"},0,0,0,0,5,0,0,0,0,0,0,0,0.23,0.497,0.72,0.85,0.921,0.952,0.97,0.983,0.988,0.993,0.996,0.997,0.998,0.999,0.999,0,0,0,0]
["LAF3","S",1.73155854,0.00953833913999999,0.150874455,0.0407887211,1.06586596,98.0758545,0,0,0,0,5,0,0,0,0,0,0,0.61,0.87,0.9,0.95,0.969,0.979,0.982,0.987,0.989,0.992,0.996,0.997,0.997,0.997,0.997,0.998,0.998,0.995,0.975,0.9,25,0,0,0,0,0,0,0.09,0.48,0.59,0.76,0.85,0.9,0.92,0.94,0.95,0.96,0.98,0.985,0.985,0.986,0.987,0.988,0.99,0.976,0.88,0.58]
["LAF9","S",1.75303976,0.0125249595,0.342145763,0.0547228047,1.04243134,104.326262,0,0,0,0,5,0,0,0,0,0,0,0.13,0.57,0.66,0.79,0.86,0.91,0.93,0.959,0.977,0.99,0.997,0.999,0.999,0.999,0.999,0.999,0.999,0.998,0.986,0.94,25,0,0,0,0,0,0,0,0.06,0.13,0.31,0.48,0.63,0.68,0.81,0.89,0.95,0.987,0.997,0.998,0.998,0.999,0.999,0.998,0.991,0.93,0.73]
["LAFN10","S",1.87199658,0.0096711569,0.232399212,0.0406265981,1.29453872,87.1629425,0,0,0,0,5,0,0,0,0,0,0.25,0.64,0.85,0.89,0.93,0.955,0.97,0.975,0.983,0.987,0.992,0.996,0.998,0.998,0.998,0.999,0.999,0.999,0.998,0.981,0.88,25,0,0,0,0,0,0,0.11,0.44,0.55,0.7,0.8,0.86,0.88,0.92,0.94,0.963,0.981,0.99,0.991,0.993,0.995,0.995,0.995,0.99,0.91,0.54]
["LAFN11","L",2.9824657,-0.011740938,0.033413662,{"v":1.4342882E-3,"d":"1.43E-03"},{"v":-4.4936078e-05,"d":"-4.49E-05"},{"v":9.1479497e-06,"d":"9.15E-06"},0,0,0,0,5,0,0,0,0,0,0.04,0.45,0.7,0.76,0.84,0.89,0.93,0.94,0.961,0.975,0.988,0.996,0.999,0.999,0.999,0.999,0.998,0,0,0,0]
["LAFN2","L",2.9669652,-0.010354263,0.025170682,{"v":0.00063258993,"d":"6.33E-04"},{"v":-9.88940209999999e-06,"d":"-9.89E-06"},{"v":2.4207809e-06,"d":"2.42E-06"},0,0,0,0,5,0,0,0,0,0.02,0.21,0.43,0.73,0.82,0.9,0.95,0.968,0.981,0.986,0.991,0.993,0.996,0.998,0.999,0.999,0.999,0.998,0,0,0,0]
["LAFN21","S",1.88298347,9.36029744E-3,0.240214668,0.0354026371,1.23537623,84.3919934,0,0,0,0,5,0,0,0,0,0,0.49,0.75,0.89,0.91,0.95,0.967,0.978,0.981,0.988,0.991,0.994,0.998,0.999,0.999,0.999,0.999,0.999,0.999,0.997,0.981,0.88,25,0,0,0,0,0,0.03,0.23,0.55,0.63,0.77,0.85,0.89,0.91,0.94,0.957,0.972,0.988,0.993,0.993,0.993,0.994,0.994,0.995,0.986,0.91,0.53]
["LAFN23","S",1.65263149,0.00931143123999999,0.139745768,0.0391167497,0.938734334,98.2388615,0,0,0,0,5,0,0,0,0,0,0.27,0.73,0.91,0.93,0.963,0.979,0.985,0.987,0.991,0.992,0.994,0.996,0.997,0.997,0.997,0.997,0.998,0.998,0.997,0.979,0.91,25,0,0,0,0,0,0,0.21,0.62,0.71,0.83,0.9,0.93,0.94,0.958,0.965,0.973,0.984,0.987,0.987,0.988,0.988,0.99,0.992,0.986,0.9,0.64]
["LAFN24","S",1.70960358,0.00836251592,0.308712672,0.0324824713,1.24764001,84.8077463,0,0,0,0,5,0,0,0,0,0,0.28,0.72,0.89,0.91,0.95,0.965,0.974,0.979,0.985,0.989,0.992,0.996,0.997,0.998,0.998,0.999,0.999,0.999,0.996,0.977,0.86,25,0,0,0,0,0,0,0.19,0.55,0.64,0.77,0.84,0.88,0.9,0.93,0.95,0.965,0.982,0.99,0.991,0.993,0.995,0.996,0.996,0.983,0.89,0.48]
["LAFN28","S",1.75882549,0.00872810026,0.31519767,0.0293020832,1.19029675,85.1780644,0,0,0,0,5,0,0,0,0,0.23,0.55,0.8,0.91,0.93,0.958,0.972,0.981,0.983,0.989,0.992,0.995,0.997,0.998,0.998,0.998,0.998,0.998,0.998,0.998,0.982,0.89,25,0,0,0,0,0,0.05,0.34,0.63,0.71,0.81,0.87,0.91,0.92,0.95,0.96,0.975,0.989,0.993,0.993,0.993,0.993,0.993,0.994,0.994,0.92,0.56]
["LAFN3","L",2.8823181,-0.01021718,0.022365344,{"v":0.00055913,"d":"5.59E-04"},{"v":-1.295911E-5,"d":"-1.30E-05"},{"v":1.8292448e-06,"d":"1.83E-06"},0,0,0,0,5,0,0,0,0,0,0.23,0.7,0.89,0.92,0.954,0.97,0.979,0.981,0.986,0.99,0.994,0.997,0.998,0.999,0.999,0.999,0.999,0,0,0,0]
["LAFN7","S",1.66842615,0.0103159999,0.298512803,0.0469216348,1.0774376,82.5078508999999,0,0,0,0,5,0,0,0,0,0,0,0.354,0.739,0.833,0.917,0.952,0.968,0.975,0.988,0.993,0.996,0.999,0.999,0.999,0.999,0.999,0.999,0.999,0.992,0.968,0.837,25,0,0,0,0,0,0,0.01,0.22,0.4,0.65,0.78,0.85,0.88,0.94,0.965,0.982,0.994,0.994,0.995,0.995,0.995,0.996,0.996,0.96,0.85,0.41]
["LAFN8","S",1.75346053,0.0102514872,0.179853972,0.0466225111,1.03072863,86.1010298,0,0,0,0,5,0,0,0,0,0,0.08,0.52,0.77,0.82,0.89,0.93,0.951,0.961,0.977,0.986,0.992,0.997,0.998,0.999,0.999,0.999,0.999,0.999,0.998,0.986,0.9,25,0,0,0,0,0,0,0.04,0.27,0.37,0.56,0.69,0.78,0.82,0.89,0.93,0.96,0.985,0.99,0.995,0.996,0.997,0.998,0.998,0.992,0.93,0.59]
["LAK10","S",1.67482975,0.00849324758,0.222668828,0.0330463141,1.13956536,80.4372553,0,0,0,0,5,0,0,0,0,0,0.57,0.82,0.93,0.95,0.968,0.98,0.986,0.988,0.993,0.995,0.997,0.998,0.999,0.999,0.999,0.999,0.999,0.998,0.996,0.981,0.87,25,0,0,0,0,0,0.06,0.37,0.7,0.76,0.85,0.9,0.93,0.94,0.966,0.976,0.984,0.992,0.994,0.994,0.994,0.995,0.995,0.99,0.982,0.91,0.49]
["LAK11","S",1.05088219,0.0048282243,0.651491084,0.0183961539,1.03286344,89.8416133,0,0,0,0,5,0,0.06,0.12,0.22,0.35,0.6,0.8,0.91,0.93,0.96,0.97,0.983,0.988,0.993,0.997,0.998,0.998,0.999,0.999,0.999,0.999,0.999,0.999,0.998,0.975,0.91,25,0,0,0,0,0,0.08,0.33,0.62,0.7,0.82,0.86,0.92,0.94,0.965,0.985,0.99,0.992,0.993,0.993,0.993,0.995,0.995,0.995,0.99,0.88,0.62]
["LAK16A","S",1.57607885,0.00778079836,0.367649802,0.025931596,1.16490334,82.3723198,0,0,0,0,5,0,0,0,0.52,0.65,0.8,0.91,0.957,0.967,0.98,0.987,0.991,0.993,0.995,0.996,0.997,0.999,0.999,0.999,0.999,0.999,0.999,0.999,0.994,0.971,0.85,25,0,0,0,0.04,0.11,0.33,0.62,0.8,0.85,0.91,0.94,0.958,0.965,0.975,0.981,0.987,0.993,0.995,0.995,0.995,0.996,0.996,0.995,0.969,0.86,0.43]
["LAK17","L",3.129053,-0.015604512,0.024459571,{"v":0.00048705654,"d":"4.87E-04"},{"v":-1.1162364e-06,"d":"-1.12E-06"},{"v":6.8260264e-07,"d":"6.83E-07"},0,0,0,0,5,0,0.01,0.04,0.07,0.13,0.326,0.63,0.809,0.85,0.91,0.937,0.955,0.961,0.975,0.983,0.988,0.995,0.997,0.997,0.998,0.999,0.999,0,0,0,0]
["LAK20","L",2.8088805,-0.0097299067,0.020547293,{"v":0.00031872622,"d":"3.19E-04"},{"v":6.6319967e-06,"d":"6.63E-06"},{"v":3.1014063e-07,"d":"3.10E-07"},0,0,0,0,5,0,0,0,0,0.05,0.2,0.57,0.81,0.86,0.93,0.961,0.98,0.983,0.992,0.995,0.997,0.999,0.999,0.999,0.999,0.999,0.999,0,0,0,0,25,0,0,0,0,0,0,0.06,0.34,0.48,0.69,0.82,0.9,0.92,0.96,0.973,0.983,0.993,0.995,0.995,0.995,0.996,0.996,0,0,0,0]
["LAK21","S",1.22718116,0.00602075682,0.420783743,0.0196862889,1.01284843,88.4370099,0,0,0,0,5,0,0.04,0.14,0.3,0.5,0.72,0.88,0.95,0.961,0.977,0.988,0.993,0.994,0.995,0.996,0.997,0.998,0.998,0.999,0.999,0.999,0.999,0.999,0.996,0.975,0.87,25,0,0,0,0,0,0.19,0.52,0.77,0.82,0.89,0.94,0.965,0.97,0.975,0.978,0.985,0.991,0.992,0.994,0.994,0.995,0.995,0.995,0.98,0.88,0.49]
["LAK23","S",1.12743279,0.00525834509,0.60874456,0.0189138834,0.998634884,87.5468054,0,0,0,0,5,0,0.1,0.22,0.32,0.5,0.71,0.84,0.94,0.961,0.977,0.983,0.988,0.989,0.991,0.993,0.996,0.999,0.999,0.999,0.999,0.999,0.999,0.999,0.998,0.981,0.92,25,0,0,0,0,0,0.18,0.43,0.75,0.82,0.89,0.92,0.94,0.95,0.955,0.963,0.981,0.994,0.997,0.998,0.998,0.998,0.998,0.995,0.99,0.91,0.65]
["LAK24","L",2.8287025,-0.015119632,0.01804012,{"v":0.00045108737,"d":"4.51E-04"},{"v":-2.0152616e-05,"d":"-2.02E-05"},{"v":1.3561788E-6,"d":"1.36E-06"},0,0,0,0,5,0,0,0.02,0.12,0.28,0.52,0.75,0.878,0.905,0.935,0.964,0.98,0.982,0.987,0.992,0.995,0.997,0.998,0.998,0.998,0.998,0.998,0,0,0,0]
["LAK25","L",2.8053618,-0.011056852,0.01904593,{"v":0.00032781121,"d":"3.28E-04"},{"v":-3.4338496e-07,"d":"-3.43E-07"},{"v":4.0943881e-07,"d":"4.09E-07"},0,0,0,0,5,0,0,0.08,0.2,0.32,0.52,0.77,0.904,0.93,0.96,0.98,0.983,0.985,0.99,0.992,0.995,0.998,0.999,0.999,0.999,0.999,0.999,0,0,0,0]
["LAK26","L",2.8150319,-0.013124787,0.017934032,{"v":0.00022631325,"d":"2.26E-04"},{"v":7.6828763e-06,"d":"7.68E-06"},{"v":-1.1771429E-7,"d":"-1.18E-07"},0,0,0,0,5,0,0,0,0.04,0.17,0.381,0.635,0.801,0.84,0.895,0.935,0.955,0.963,0.98,0.984,0.989,0.992,0.994,0.995,0.997,0.998,0.998,0,0,0,0]
["LAK28","S",1.50441986,0.00719665592,0.474120561,0.0249143227,1.17784354,83.144321,0,0,0,0,5,0,0,0,0,0.09,0.29,0.62,0.83,0.87,0.92,0.956,0.973,0.979,0.99,0.994,0.996,0.998,0.999,0.999,0.999,0.999,0.999,0.999,0.996,0.975,0.84,25,0,0,0,0,0,0,0.09,0.39,0.5,0.67,0.8,0.87,0.9,0.95,0.97,0.98,0.992,0.994,0.993,0.993,0.993,0.994,0.995,0.98,0.88,0.41]
["LAK3","L",2.8116375,-0.010566119,0.019770673,{"v":0.00030137055,"d":"3.01E-04"},{"v":5.8199804e-06,"d":"5.82E-06"},{"v":2.1914758e-07,"d":"2.19E-07"},0,0,0,0,5,0,0.01,0.03,0.08,0.15,0.347,0.63,0.844,0.885,0.925,0.955,0.97,0.975,0.985,0.988,0.992,0.996,0.998,0.998,0.998,0.998,0.998,0,0,0,0]
["LAK31","S",1.41824715,0.00679114675,0.409404103,0.021928491,1.15432487,80.3980528,0,0,0,0,5,0,0,0,0.11,0.41,0.7,0.87,0.95,0.956,0.975,0.983,0.988,0.991,0.994,0.996,0.997,0.999,0.999,0.999,0.999,0.999,0.999,0.999,0.996,0.975,0.84,25,0,0,0,0,0,0.17,0.509,0.76,0.8,0.88,0.92,0.94,0.956,0.97,0.978,0.985,0.995,0.995,0.995,0.995,0.995,0.995,0.995,0.98,0.88,0.41]
["LAK33","S",1.45796869,0.0068054528,0.555403936,0.0225253283,1.19938794,82.7543327,0,0,0,0,5,0,0.03,0.08,0.17,0.33,0.55,0.77,0.88,0.91,0.95,0.971,0.981,0.985,0.991,0.994,0.996,0.998,0.998,0.998,0.998,0.998,0.998,0.998,0.998,0.96,0.81,25,0,0,0,0,0,0.05,0.27,0.53,0.62,0.77,0.86,0.91,0.93,0.954,0.968,0.977,0.988,0.989,0.99,0.99,0.99,0.99,0.99,0.988,0.81,0.34]
["LAK8","S",1.33183167,6.20023871E-3,0.546623206,0.0216465439,1.19084015,82.5827736,0,0,0,0,5,0.05,0.14,0.28,0.41,0.55,0.72,0.87,0.94,0.954,0.973,0.983,0.99,0.992,0.995,0.997,0.998,0.999,0.999,0.999,0.999,0.999,0.999,0.999,0.998,0.981,0.87,25,0,0,0,0,0.05,0.2,0.49,0.73,0.79,0.87,0.92,0.95,0.959,0.977,0.985,0.991,0.996,0.996,0.996,0.996,0.997,0.997,0.998,0.99,0.91,0.49]
["LAK9","S",1.46231905,0.00724270156,0.344399589,0.0243353131,1.15508372,85.4686868,0,0,0,0,5,0.05,0.14,0.27,0.4,0.55,0.75,0.89,0.952,0.963,0.979,0.986,0.99,0.993,0.996,0.997,0.998,0.999,0.999,0.999,0.999,0.999,0.999,0.999,0.999,0.986,0.88,25,0,0,0,0,0.05,0.24,0.55,0.78,0.83,0.9,0.93,0.95,0.965,0.98,0.986,0.992,0.996,0.996,0.996,0.997,0.998,0.996,0.995,0.993,0.93,0.53]
["LAK9G15","S",1.28773667,0.0055754192,0.518244853,0.0223679524,26.1756109,1892.2533,0,0,0,0,5,0,0,0,0,0,0,0,0,0,0.161245154965971,0.350713558335003,0.540370243444251,0.618061485614497,0.796241169495775,0.893867999203461,0.958644876896549,0.985393322486001,0.99247166206396,0.994484791236145,0.995489829179585,0.996493853468248,0.996995486449161,0.998999499499374,0.997496867163,0.981325634027767,0.867179335547152,25,0,0,0,0,0,0,0,0,0,0,0.01,0.04,0.09,0.32,0.57,0.81,0.93,0.964,0.973,0.978,0.982,0.986,0.996,0.987,0.91,0.49]
["LAKL12","S",1.28115389,0.00636439821,0.482607607,0.0213764262,1.16553538,93.2771532,0,0,0,0,5,0.04,0.12,0.25,0.4,0.57,0.75,0.88,0.95,0.961,0.977,0.986,0.99,0.99,0.991,0.992,0.994,0.997,0.998,0.998,0.998,0.998,0.998,0.996,0.99,0.97,0.86,25,0,0,0,0,0.06,0.23,0.52,0.77,0.82,0.89,0.93,0.95,0.951,0.958,0.963,0.972,0.983,0.987,0.988,0.988,0.988,0.988,0.978,0.95,0.86,0.46]
["LAKL21","S",1.29854376,6.2804361E-3,0.350521897,0.0210842688,1.17089829,85.4204779,0,0,0,0,5,0,0.27,0.4,0.52,0.66,0.82,0.91,0.961,0.97,0.981,0.988,0.992,0.994,0.996,0.997,0.997,0.998,0.998,0.998,0.998,0.998,0.998,0.998,0.997,0.981,0.85,25,0,0,0,0.04,0.13,0.38,0.63,0.82,0.86,0.91,0.94,0.96,0.97,0.982,0.985,0.989,0.995,0.995,0.995,0.996,0.995,0.995,0.995,0.99,0.91,0.45]
["LAKN12","S",1.17365704,0.00577031797,0.588992398,0.0200401678,0.978014394,95.4873482,0,0,0,0,5,0,0,0.03,0.11,0.24,0.5,0.76,0.9,0.93,0.959,0.977,0.988,0.99,0.993,0.994,0.996,0.998,0.998,0.998,0.998,0.998,0.998,0.998,0.997,0.973,0.89,25,0,0,0,0,0,0,0.26,0.59,0.68,0.81,0.89,0.94,0.952,0.964,0.968,0.98,0.991,0.992,0.992,0.992,0.992,0.992,0.992,0.985,0.87,0.56]
["LAKN13","S",1.25792373,0.0062149471,0.553402861,0.0216809853,1.06335742,104.494099,0,0,0,0,5,0,0,0.07,0.19,0.36,0.63,0.81,0.92,0.95,0.973,0.981,0.986,0.988,0.99,0.991,0.995,0.998,0.999,0.999,0.999,0.999,0.998,0.998,0.997,0.983,0.87,25,0,0,0,0,0,0.1,0.35,0.67,0.77,0.87,0.91,0.93,0.94,0.95,0.956,0.974,0.991,0.995,0.995,0.994,0.993,0.992,0.99,0.985,0.92,0.49]
["LAKN14","S",1.50781212,0.00746098727,0.318866829,0.0242024834,1.14287213,80.9565165,0,0,0,0,5,0,0,0,0.57,0.7,0.84,0.92,0.963,0.971,0.982,0.988,0.991,0.992,0.995,0.996,0.998,0.999,0.999,0.999,0.999,0.999,0.999,0.999,0.997,0.981,0.86,25,0,0,0,0.06,0.17,0.41,0.67,0.83,0.86,0.91,0.94,0.958,0.963,0.974,0.981,0.988,0.995,0.998,0.998,0.998,0.998,0.998,0.998,0.986,0.91,0.47]
["LAKN16","L",2.9440159,-0.014557146,0.021617158,{"v":0.00040140812,"d":"4.01E-04"},{"v":2.4517155e-07,"d":"2.45E-07"},{"v":5.8190649e-07,"d":"5.82E-07"},0,0,0,0,5,0,0.07,0.17,0.3,0.45,0.65,0.82,0.92,0.94,0.963,0.979,0.988,0.988,0.993,0.996,0.997,0.998,0.999,0.999,0.999,0.999,0.997,0,0,0,0]
["LAKN17","L",3.1232118,-0.013779712,0.025379228,{"v":0.00034318568,"d":"3.43E-04"},{"v":1.7448796E-5,"d":"1.74E-05"},{"v":-2.0072667e-07,"d":"-2.01E-07"},0,0,0,0]
["LAKN18","L",2.9321255,-0.015600355,0.020125117,{"v":4.5171428E-4,"d":"4.52E-04"},{"v":-1.33696E-5,"d":"-1.34E-05"},{"v":1.1066186E-6,"d":"1.11E-06"},0,0,0,0,5,0,0,0,0.01,0.15,0.354,0.58,0.814,0.87,0.93,0.96,0.97,0.974,0.985,0.991,0.997,0.998,0.998,0.998,0.998,0.998,0.998,0,0,0,0]
["LAKN19","L",3.0177044,-0.01482567,0.022164579,{"v":3.4683083E-4,"d":"3.47E-04"},{"v":7.5160299e-06,"d":"7.52E-06"},{"v":2.0522736E-8,"d":"2.05E-08"},0,0,0,0,5,0,0,0,0.03,0.1,0.267,0.52,0.784,0.85,0.93,0.95,0.97,0.975,0.986,0.992,0.995,0.998,0.998,0.998,0.998,0.998,0.998,0,0,0,0]
["LAKN22","S",1.14229781,0.00585778594,0.535138441,0.0198546147,1.04088385,100.834017,0,0,0,0,5,0,0,0.48,0.55,0.69,0.84,0.93,0.972,0.979,0.987,0.991,0.993,0.994,0.995,0.995,0.996,0.998,0.999,0.999,0.999,0.999,0.999,0.999,0.996,0.979,0.91,25,0,0,0.03,0.05,0.16,0.42,0.71,0.87,0.9,0.94,0.958,0.966,0.969,0.975,0.977,0.981,0.988,0.993,0.993,0.993,0.994,0.995,0.995,0.978,0.9,0.62]
["LAKN6","S",1.15477318,5.83257597E-3,0.497049217,0.0194613961,1.00553588,97.8667698,0,0,0,0,5,0,0.03,0.15,0.26,0.42,0.69,0.87,0.94,0.959,0.975,0.986,0.99,0.992,0.994,0.995,0.996,0.998,0.998,0.998,0.998,0.998,0.999,0.999,0.997,0.979,0.9,25,0,0,0,0,0,0.16,0.49,0.75,0.81,0.88,0.93,0.952,0.959,0.971,0.974,0.979,0.99,0.992,0.992,0.992,0.992,0.994,0.994,0.985,0.9,0.6]
["LAKN7","S",1.23679889,0.00610105538,0.445051837,0.0201388334,1.01745888,90.638038,0,0,0,0,5,0,0,0.14,0.28,0.46,0.72,0.87,0.95,0.961,0.977,0.986,0.992,0.993,0.994,0.995,0.996,0.998,0.999,0.999,0.999,0.999,0.999,0.999,0.997,0.979,0.89,25,0,0,0,0,0.02,0.19,0.509,0.76,0.82,0.89,0.93,0.96,0.965,0.972,0.976,0.982,0.992,0.994,0.994,0.994,0.994,0.994,0.995,0.985,0.9,0.56]
["LAKN9","L",2.8081456,-0.014266626,0.018008161,{"v":0.00056748764,"d":"5.67E-04"},{"v":-3.2899281E-5,"d":"-3.29E-05"},{"v":2.0438076e-06,"d":"2.04E-06"},0,0,0,0,5,0,0,0,0,0,0.02,0.09,0.26,0.41,0.63,0.745,0.84,0.915,0.944,0.968,0.982,0.988,0.992,0.996,0.997,0.998,0.998,0,0,0,0]
["LASF1","L",3.1724244,-0.015023146,0.026693279,{"v":0.00068764928,"d":"6.88E-04"},{"v":-1.8020968e-05,"d":"-1.80E-05"},{"v":2.25459e-06,"d":"2.25E-06"},0,0,0,0,5,0,0,0,0,0,0.144,0.52,0.728,0.77,0.84,0.89,0.935,0.944,0.965,0.973,0.98,0.99,0.994,0.994,0.994,0.994,0.995,0,0,0,0]
["LASF11","L",3.1634123,-0.014427452,0.028384126,{"v":0.00060299606,"d":"6.03E-04"},{"v":6.6029672e-06,"d":"6.60E-06"},{"v":1.4484996E-6,"d":"1.45E-06"},0,0,0,0,5,0,0,0,0,0,0.02,0.4,0.8,0.85,0.91,0.93,0.952,0.961,0.973,0.979,0.983,0.993,0.997,0.997,0.998,0.999,0.999,0.999,0.996,0.981,0.89,25,0,0,0,0,0,0,0,0.33,0.45,0.63,0.71,0.78,0.82,0.87,0.9,0.92,0.965,0.983,0.985,0.99,0.995,0.995,0.995,0.98,0.91,0.57]
["LASF12","L",3.2783854,-0.015080011,0.030815092,{"v":8.6610851E-4,"d":"8.66E-04"},{"v":-1.1520819E-5,"d":"-1.15E-05"},{"v":2.781206e-06,"d":"2.78E-06"},0,0,0,0,5,0,0,0,0,0,0,0.21,0.583,0.66,0.77,0.84,0.89,0.904,0.94,0.965,0.982,0.988,0.992,0.993,0.994,0.994,0.994,0,0,0,0]
["LASF13","L",3.3331229,-0.013161988,0.035541296,{"v":1.4177373E-3,"d":"1.42E-03"},{"v":-5.2019105e-05,"d":"-5.20E-05"},{"v":7.2348123e-06,"d":"7.23E-06"},0,0,0,0,5,0,0,0,0,0,0,0.22,0.41,0.69,0.78,0.84,0.9,0.92,0.963,0.981,0.992,0.995,0.996,0.998,0.998,0.998,0.998,0,0,0,0,25,0,0,0,0,0,0,0,0,0.16,0.29,0.42,0.58,0.67,0.83,0.91,0.96,0.975,0.981,0.988,0.991,0.992,0.992,0,0,0,0]
["LASF14A","S",1.96556958,0.0107141896,0.25506876,0.0490295924,1.41243693,92.2399234,0,0,0,0,5,0,0,0,0,0,0,0.1,0.57,0.69,0.83,0.89,0.93,0.94,0.959,0.971,0.981,0.991,0.996,0.997,0.997,0.998,0.998,0.999,0.996,0.98,0.89,25,0,0,0,0,0,0,0,0,0.16,0.39,0.56,0.69,0.73,0.81,0.86,0.91,0.955,0.979,0.983,0.986,0.989,0.992,0.994,0.981,0.91,0.54]
["LASF15","L",3.41837,-0.016296812,0.036187545,{"v":0.001114918,"d":"1.11E-03"},{"v":-1.4262564e-05,"d":"-1.43E-05"},{"v":4.4046027e-06,"d":"4.40E-06"},0,0,0,0,5,0,0,0,0,0,0.02,0.4,0.73,0.78,0.84,0.89,0.92,0.93,0.95,0.963,0.979,0.992,0.996,0.997,0.998,0.998,0.998,0,0,0,0]
["LASF18A","S",2.19336604,0.0121930864,0.332590474,0.0532519989,1.69849859,106.8531,0,0,0,0,5,0,0,0,0,0,0,0.01,0.33,0.46,0.67,0.79,0.85,0.88,0.92,0.94,0.963,0.983,0.992,0.995,0.996,0.997,0.998,0.999,0.999,0.986,0.92,25,0,0,0,0,0,0,0,0,0.02,0.14,0.32,0.46,0.52,0.65,0.74,0.83,0.92,0.964,0.975,0.982,0.986,0.988,0.991,0.993,0.94,0.68]
["LASF3","S",1.95904308,0.0104346704,0.219800634,0.0465504111,1.33464105,87.9058457,0,0,0,0,5,0,0,0,0,0,0,0.22,0.65,0.75,0.86,0.92,0.95,0.953,0.968,0.977,0.985,0.992,0.995,0.996,0.996,0.996,0.997,0.998,0.996,0.979,0.86,25,0,0,0,0,0,0,0,0.12,0.24,0.48,0.66,0.76,0.79,0.85,0.89,0.93,0.962,0.978,0.98,0.982,0.984,0.987,0.99,0.98,0.9,0.49]
["LASF30","L",3.1730794,-0.015280672,0.027191405,{"v":0.00056523896,"d":"5.65E-04"},{"v":3.7622046e-06,"d":"3.76E-06"},{"v":9.3601717e-07,"d":"9.36E-07"},0,0,0,0,5,0,0,0,0,0,0.32,0.68,0.87,0.9,0.94,0.961,0.975,0.977,0.988,0.992,0.994,0.997,0.998,0.999,0.999,0.999,0.996,0,0,0,0]
["LASF31","L",3.4327773,-0.013238432,0.034954473,{"v":0.00087588987,"d":"8.76E-04"},{"v":-1.1354398e-06,"d":"-1.14E-06"},{"v":1.9769423e-06,"d":"1.98E-06"},0,0,0,0,5,0,0,0,0.01,0.13,0.34,0.58,0.76,0.81,0.87,0.9,0.93,0.94,0.954,0.968,0.977,0.988,0.993,0.997,0.998,0.999,0.999,0,0,0,0]
["LASF32","S",1.84090995,0.0120090975,0.293072829,0.0560733922,2.01291806,152.278654,0,0,0,0,5,0,0,0,0,0,0,0,0.56,0.69,0.84,0.9,0.93,0.94,0.959,0.969,0.978,0.988,0.995,0.996,0.997,0.997,0.998,0.999,0.999,0.995,0.978,25,0,0,0,0,0,0,0,0.05,0.16,0.42,0.59,0.7,0.74,0.81,0.86,0.9,0.94,0.973,0.981,0.984,0.987,0.99,0.995,0.995,0.975,0.89]
["LASF33","S",1.90477227,0.011775654,0.24837415,0.0528082514,1.18108995,108.154737,0,0,0,0,5,0,0,0,0,0,0,0,0.21,0.37,0.63,0.79,0.88,0.9,0.95,0.968,0.981,0.991,0.994,0.996,0.996,0.996,0.996,0.998,0.998,0.994,0.961,25,0,0,0,0,0,0,0,0,0,0.1,0.31,0.52,0.59,0.76,0.85,0.91,0.955,0.975,0.98,0.982,0.982,0.982,0.99,0.99,0.97,0.82]
["LASF35","S",2.45505861,0.0135670404,0.453006077,0.054580302,2.3851308,167.904715,0,0,0,0,5,0,0,0,0,0,0,0,0.173205080756888,0.316227766016838,0.549280271653059,0.709666820762555,0.796214341106995,0.828348178150469,0.887304201366326,0.923028180690743,0.950053784166051,0.973424530882157,0.988330819954146,0.99228177399657,0.993721658252011,0.994745060687754,0.996170786325008,0.998797109588255,0.997386373574769,0.986437048874952,0.936410984009241,25,0,0,0,0,0,0,0,0,0,0.05,0.18,0.32,0.39,0.55,0.67,0.774,0.874,0.943,0.962,0.969,0.974,0.981,0.994,0.987,0.934,0.72]
["LASF36A","S",1.86870418,0.0112660196,0.257335292,0.0509972123,1.74621521,149.125471,0,0,0,0,5,0,0,0,0,0,0,0.15,0.65,0.75,0.86,0.91,0.93,0.94,0.954,0.962,0.972,0.983,0.991,0.993,0.994,0.995,0.996,0.997,0.996,0.99,0.95,25,0,0,0,0,0,0,0,0.11,0.23,0.46,0.61,0.68,0.72,0.79,0.82,0.87,0.92,0.956,0.965,0.97,0.975,0.981,0.985,0.981,0.95,0.77]
["LASF5","L",3.4341784,-0.015481106,0.034789868,{"v":0.00085283001,"d":"8.53E-04"},{"v":4.0291032e-06,"d":"4.03E-06"},{"v":2.036702E-6,"d":"2.04E-06"},0,0,0,0,5,0,0,0,0,0,0.037,0.2,0.508,0.6,0.75,0.845,0.89,0.904,0.94,0.961,0.975,0.989,0.992,0.992,0.992,0.991,0.991,0,0,0,0]
["LASF6","L",3.7076037,-0.016633236,0.044404236,{"v":1.5955938E-3,"d":"1.60E-03"},{"v":-2.998554e-05,"d":"-3.00E-05"},{"v":7.0437185e-06,"d":"7.04E-06"},0,0,0,0,5,0,0,0,0,0,0.032,0.15,0.315,0.38,0.51,0.62,0.7,0.735,0.83,0.898,0.935,0.975,0.986,0.99,0.991,0.991,0.991,0,0,0,0]
["LASF7","L",3.5665508,-0.016793227,0.040928695,{"v":1.4176218E-3,"d":"1.42E-03"},{"v":-2.7073278E-5,"d":"-2.71E-05"},{"v":6.5801742e-06,"d":"6.58E-06"},0,0,0,0,5,0,0,0,0,0,0.013,0.16,0.348,0.42,0.58,0.69,0.75,0.777,0.85,0.9,0.94,0.972,0.986,0.992,0.995,0.996,0.997,0,0,0,0]
["LASF8","L",3.1513867,-0.012595765,0.036908088,{"v":1.5820869E-3,"d":"1.58E-03"},{"v":-5.1101128e-05,"d":"-5.11E-05"},{"v":1.0662006E-5,"d":"1.07E-05"},0,0,0,0,5,0,0,0,0,0,0,0.08,0.36,0.5,0.68,0.78,0.83,0.86,0.94,0.959,0.983,0.995,0.996,0.997,0.998,0.999,0.999,0.999,0.997,0.979,0.89,25,0,0,0,0,0,0,0,0,0.03,0.15,0.29,0.4,0.48,0.75,0.81,0.92,0.975,0.981,0.985,0.99,0.995,0.995,0.995,0.985,0.9,0.55]
["LASF9","L",3.305183,-0.013857059,0.035921736,0.0026740381,{"v":-0.00019764177,"d":"-1.98E-04"},{"v":1.9381052e-05,"d":"1.94E-05"},0,0,0,0,5,0,0,0,0,0,0,0,0,0,0,0.01,0.1,0.3,0.5,0.67,0.765,0.885,0.935,0.955,0.975,0.985,0.998,0,0,0,0]
["LASFN15","S",2.08894974,0.0109012831,0.327776152,0.043500793,1.52128728,101.183881,0,0,0,0,5,0,0,0,0,0,0,0.62,0.81,0.84,0.9,0.93,0.952,0.958,0.972,0.98,0.988,0.995,0.997,0.998,0.998,0.998,0.998,0.999,0.997,0.985,0.91,25,0,0,0,0,0,0,0.09,0.34,0.43,0.59,0.7,0.78,0.81,0.87,0.91,0.94,0.974,0.987,0.989,0.99,0.991,0.992,0.994,0.985,0.93,0.63]
["LASFN18","L",3.5278149,-0.017049614,0.042895039,{"v":0.0019248178,"d":"1.92E-03"},{"v":-7.5388918e-05,"d":"-7.54E-05"},{"v":1.3032008E-5,"d":"1.30E-05"},0,0,0,0,5,0,0,0,0,0,0,0.01,0.33,0.46,0.67,0.79,0.85,0.88,0.92,0.94,0.963,0.983,0.992,0.995,0.996,0.997,0.998,0.999,0.999,0.986,0.92,25,0,0,0,0,0,0,0,0,0.02,0.14,0.32,0.46,0.52,0.65,0.74,0.83,0.92,0.964,0.975,0.982,0.986,0.988,0.991,0.993,0.94,0.68]
["LASFN3","L",3.1783812,-0.013793221,0.030420505,{"v":0.00085132881,"d":"8.51E-04"},{"v":-9.3731171e-06,"d":"-9.37E-06"},{"v":3.5088821e-06,"d":"3.51E-06"},0,0,0,0,5,0,0,0,0,0,0,0.17,0.55,0.71,0.84,0.91,0.94,0.954,0.973,0.979,0.986,0.992,0.996,0.997,0.998,0.998,0.998,0,0,0,0]
["LASFN30","S",1.78301085,8.72506277E-3,0.388968359,0.0308085023,1.3015044,92.7743823999999,0,0,0,0,5,0,0,0.17,0.26,0.39,0.6,0.81,0.9,0.92,0.95,0.97,0.977,0.981,0.988,0.992,0.995,0.996,0.997,0.998,0.998,0.999,0.999,0.999,0.999,0.985,0.9,25,0,0,0,0,0,0.08,0.35,0.61,0.68,0.79,0.86,0.89,0.91,0.94,0.96,0.975,0.981,0.987,0.992,0.994,0.995,0.995,0.996,0.995,0.93,0.61]
["LASFN31","S",1.71317198,0.00819172228,0.718575109,0.0297801704,1.7233247,138.461313,0,0,0,0,5,0,0,0,0,0,0.52,0.73,0.86,0.88,0.92,0.94,0.956,0.961,0.973,0.98,0.986,0.994,0.998,0.999,0.999,0.999,0.999,0.999,0.999,0.992,0.959,25,0,0,0,0,0,0.04,0.21,0.46,0.53,0.65,0.74,0.8,0.82,0.87,0.9,0.93,0.968,0.99,0.993,0.993,0.994,0.994,0.994,0.993,0.961,0.81]
["LASFN9","S",1.97888194,0.0118537266,0.320435298,0.052738177,1.92900751,166.25654,0,0,0,0,5,0,0,0,0,0,0,0,0.41,0.55,0.7,0.8,0.86,0.88,0.92,0.94,0.963,0.98,0.992,0.995,0.996,0.997,0.997,0.997,0.998,0.993,0.975,25,0,0,0,0,0,0,0,0,0.05,0.18,0.34,0.47,0.52,0.66,0.75,0.83,0.91,0.96,0.975,0.983,0.986,0.99,0.99,0.99,0.968,0.88]
["LF1","L",2.4217647,-8.5906079E-3,0.017651245,{"v":0.00058415074,"d":"5.84E-04"},{"v":-1.6884537e-05,"d":"-1.69E-05"},{"v":2.7259662E-6,"d":"2.73E-06"},0,0,0,0,5,0,0,0,0.19,0.55,0.93,0.984,0.991,0.992,0.994,0.996,0.997,0.997,0.998,0.998,0.998,0.999,0.999,0.999,0.999,0.999,0.999,0.998,0.998,0.99,0.93,25,0,0,0,0,0.05,0.7,0.92,0.955,0.961,0.97,0.98,0.99,0.99,0.99,0.99,0.99,0.995,0.995,0.995,0.995,0.995,0.995,0.99,0.99,0.95,0.7]
["LF2","L",2.4682847,-0.0086227186,0.019045004,{"v":0.00062971872,"d":"6.30E-04"},{"v":-1.5592113e-05,"d":"-1.56E-05"},{"v":3.0502534e-06,"d":"3.05E-06"},0,0,0,0,5,0,0,0,0,0.31,0.87,0.975,0.988,0.989,0.992,0.994,0.995,0.996,0.996,0.997,0.997,0.998,0.999,0.999,0.999,0.999,0.999,0.998,0.998,0.988,0.93,25,0,0,0,0,0,0.5,0.88,0.94,0.95,0.961,0.97,0.98,0.98,0.98,0.983,0.985,0.99,0.993,0.995,0.995,0.995,0.995,0.99,0.99,0.94,0.68]
["LF3","L",2.447918,-0.00851523029999999,0.018685135,{"v":4.6787852E-4,"d":"4.68E-04"},{"v":1.3422259E-6,"d":"1.34E-06"},{"v":2.0021368e-06,"d":"2.00E-06"},0,0,0,0,5,0,0,0,0.04,0.37,0.81,0.951,0.98,0.988,0.992,0.995,0.996,0.997,0.997,0.998,0.998,0.999,0.999,0.999,0.999,0.999,0.999,0.998,0.998,0.988,0.93,25,0,0,0,0,0,0.35,0.78,0.9,0.94,0.96,0.973,0.982,0.985,0.988,0.99,0.992,0.994,0.995,0.995,0.995,0.995,0.995,0.99,0.99,0.94,0.69]
["LF4","L",2.436498,-0.00869008519999999,0.018427867,{"v":0.00056173085,"d":"5.62E-04"},{"v":-1.1219778E-5,"d":"-1.12E-05"},{"v":2.7012778e-06,"d":"2.70E-06"},0,0,0,0,5,0,0,0,0.16,0.5,0.88,0.965,0.986,0.991,0.995,0.997,0.998,0.998,0.999,0.999,0.999,0.999,0.999,0.999,0.999,0.999,0.999,0,0,0,0,25,0,0,0,0,0.03,0.53,0.84,0.93,0.956,0.975,0.985,0.99,0.992,0.995,0.995,0.995,0.997,0.998,0.998,0.998,0.998,0.998,0,0,0,0]
["LF4G34","L",2.438998,-0.0078843332,0.018441865,{"v":0.00056173085,"d":"5.62E-04"},{"v":-1.1219778E-5,"d":"-1.12E-05"},{"v":2.7012778e-06,"d":"2.70E-06"},0,0,0,0]
["LF5","S",1.28035628,9.29854416E-3,0.163505973,0.0449135769,0.893930112,110.493685,0,0,0,0,5,0,0,0,0.2,0.566,0.894,0.975,0.991,0.992,0.995,0.997,0.998,0.998,0.999,0.999,0.999,0.999,0.999,0.999,0.999599679615462,0.999599679615462,0.999599679615462,0.999599679615462,0.998,0.973,0.92,25,0,0,0,0,0.04,0.57,0.88,0.954,0.961,0.973,0.984,0.992,0.992,0.993,0.994,0.995,0.996,0.997,0.997,0.998,0.998,0.998,0.998,0.992,0.87,0.66]
["LF5G15","S",1.28887331,0.0092001566,0.162818811,0.0456954308,10.5579792,1275.44015,0,0,0,0,5,0,0,0,0,0,0,0,0,0.141421356237309,0.366060104354462,0.591607978309961,0.754320886625844,0.810555365166377,0.91268833672837,0.957601169589929,0.982852990024449,0.99247166206396,0.995489829179585,0.996493853468248,0.997496867163,0.997997995989972,0.998498873309329,0.999499874937461,0.996995486449161,0.954986910905065,0.877496438739212,25,0,0,0,0,0,0,0,0,0,0,0.07,0.244,0.35,0.632,0.805,0.918,0.963,0.979,0.984,0.987,0.989,0.992,0.998,0.985,0.795,0.52]
["LF5G19","S",1.34611327,0.0097174385,0.142428018,0.0501911619,0.900477176,111.959703,0,0,0,0,5,0,0,0,0,0,0,0,0,0,0,0.3,0.525357021462547,0.618061485614497,0.810555365166377,0.906642156531451,0.963846460801719,0.986407623652615,0.992975326984512,0.995489829179585,0.996493853468248,0.997496867163,0.998498873309329,0.999499874937461,0.995991967839098,0.932737905308881,0.79435508432942,25,0,0,0,0,0,0,0,0,0,0,0,0.04,0.09,0.35,0.612,0.832,0.934,0.966,0.977,0.983,0.987,0.993,0.998,0.979,0.707,0.316]
["LF5HT","S",1.29920882,0.00964369795,0.144803128,0.0464929268,0.896341398,111.014191,0,0,0,0,5,0,0,0,0,0,0,0,0.99975,0,0,0,0,0,0,0,0,0,0,0,0,0,0,0,0,0,0,25,0,0,0,0,0,0,0,0.99875,0,0,0,0,0,0,0,0,0,0,0,0,0,0,0,0,0,0]
["LF5HTI","S",1.28552924,0.0093988626,0.158357622,0.0452566659,0.892175122,110.544829,0,0,0,0,5,0,0,0,0.141421356237309,0.616441400296897,0.943927963353136,0.99247166206396,0.997997995989972,0.998498873309329,0.998999499499374,0.999499874937461,0.999499874937461,0.999499874937461,0.999499874937461,0.999499874937461,0.999499874937461,0.999499874937461,0.999499874937461,0.999499874937461,0.999499874937461,0.999499874937461,0.999499874937461,0.999499874937461,0.997997995989972,0.96850400102426,0.911043357914429,25,0,0,0,0,0.089,0.75,0.962,0.991,0.993,0.995,0.996,0.997,0.997,0.997,0.998,0.998,0.998,0.999,0.999,0.999,0.999,0.999,0.999,0.991,0.852,0.628]
["LF6","L",2.4043241,-0.0084381264,0.017623826,{"v":0.00047507875,"d":"4.75E-04"},{"v":-4.060297E-6,"d":"-4.06E-06"},{"v":2.0556661e-06,"d":"2.06E-06"},0,0,0,0,5,0,0,0.01,0.24,0.65,0.91,0.975,0.99,0.992,0.995,0.997,0.998,0.998,0.999,0.999,0.999,0.999,0.999,0.999,0.999,0.999,0.998,0.998,0.998,0.97,0.91]
["LF6HT","S",1.25260459,0.00892382149,0.151553717,0.043744589,12.0085677,1432.64711,0,0,0,0,5,0,0,0,0,0,0,0,0.99975,0,0,0,0,0,0,0,0,0,0,0,0,0,0,0,0,0,0,25,0,0,0,0,0,0,0,0.99875,0,0,0,0,0,0,0,0,0,0,0,0,0,0,0,0,0,0]
["LF7","S",1.26879731,0.00919553925,0.156697051,0.0447256764,0.887676301,106.820361,0,0,0,0,5,0,0,0,0.15,0.52,0.89,0.975,0.992,0.995,0.997,0.998,0.998,0.998,0.999,0.999,0.999,0.999,0.999,0.999,0.999,0.998,0.998,0,0,0,0,25,0,0,0,0,0,0.56,0.88,0.963,0.975,0.985,0.99,0.99,0.993,0.994,0.995,0.995,0.995,0.995,0.994,0.994,0.993,0.99,0,0,0,0]
["LF8","S",1.2662783,0.00915809920999999,0.130098033,0.0447614219,0.867351579,107.013243,0,0,0,0,5,0,0,0,0.14,0.62,0.91,0.97,0.991,0.994,0.997,0.998,0.998,0.998,0.998,0.998,0.998,0.998,0.999,0.999,0.998,0.998,0.998,0,0,0,0,25,0,0,0,0,0.09,0.62,0.86,0.955,0.971,0.983,0.988,0.99,0.991,0.991,0.991,0.991,0.992,0.993,0.993,0.992,0.992,0.991,0,0,0,0]
["LGSK2","L",2.475076,-0.0054304528,0.01389321,{"v":0.0002299056,"d":"2.30E-04"},{"v":-1.6868474e-06,"d":"-1.69E-06"},{"v":4.3959703e-07,"d":"4.40E-07"},0,0,0,0,5,0,0,0,0,0.07,0.29,0.66,0.85,0.89,0.93,0.956,0.97,0.973,0.977,0.979,0.986,0.994,0.996,0.996,0.996,0.996,0.996,0,0,0,0,25,0,0,0,0,0,0,0.13,0.45,0.56,0.71,0.8,0.86,0.87,0.89,0.9,0.93,0.97,0.978,0.98,0.98,0.98,0.98,0,0,0,0]
["LITHOSILQ","S",0.67071081,0.00449192312,0.433322857,0.0132812976,0.877379057,95.8899878,0,0,0,0,5,0.999,0.999,0.999,0.999,0.999,0.999,0.999,0.999,0.999,0.999,0.999,0.999,0.999,0.999,0.999,0.999,0.999,0.999,0.999,0.999,0.999,0.999,0.999720323913503,0.999,0.997,0.956,25,0.999,0.999,0.999,0.999,0.999,0.999,0.999,0.999,0.999,0.999,0.999,0.999,0.999,0.999,0.999,0.999,0.999,0.999,0.999,0.999,0.999,0.999,0.999,0.999,0.986,0.797]
["LLF1","S",1.21640125,0.00857807248,0.13366454,0.0420143003,0.883399468,107.59306,0,0,0,0,5,0,0.045,0.155,0.49,0.786,0.959,0.991,0.996,0.997,0.998,0.998,0.999,0.999,0.999,0.999,0.999,0.999,0.999,0.999,0.999,0.999,0.999,0.999,0.998,0.966,0.906,25,0,0,0,0.01,0.3,0.81,0.955,0.981,0.984,0.988,0.992,0.993,0.994,0.995,0.996,0.996,0.996,0.997,0.997,0.996,0.996,0.997,0.996,0.99,0.84,0.61]
["LLF1HT","S",1.23326922,0.00885396812,0.116923839,0.0436875155,0.862645379,104.992168,0,0,0,0,5,0,0,0,0,0,0,0,0.9998,0,0,0,0,0,0,0,0,0,0,0,0,0,0,0,0,0,0,25,0,0,0,0,0,0,0,0.999,0,0,0,0,0,0,0,0,0,0,0,0,0,0,0,0,0,0]
["LLF1HTI","S",1.22510445,0.00870432097999999,0.125155671,0.0427325235,0.892236751,108.049968,0,0,0,0,5,0,0,0,0.480624593627916,0.849117188614151,0.977241014284603,0.996493853468248,0.998498873309329,0.998999499499374,0.998999499499374,0.998999499499374,0.999499874937461,0.999499874937461,0.999499874937461,0.999499874937461,0.999499874937461,0.999499874937461,0.999499874937461,0.999499874937461,0.999499874937461,0.999499874937461,0.999499874937461,0.999499874937461,0.997997995989972,0.964365076099295,0.896660470858395,25,0,0,0,0.026,0.441,0.892,0.982,0.993,0.994,0.995,0.996,0.997,0.997,0.997,0.997,0.998,0.998,0.998,0.998,0.998,0.998,0.999,0.999,0.99,0.833,0.579]
["LLF2","S",1.21698785,0.008671877,0.112444132,0.0426921868,0.839332216,102.332654,0,0,0,0,5,0,0,0.1,0.57,0.86,0.963,0.989,0.995,0.996,0.996,0.998,0.998,0.998,0.998,0.998,0.998,0.998,0.999,0.999,0.999,0.999,0.999,0.999,0.998,0.963,0.89,25,0,0,0,0.06,0.47,0.83,0.95,0.974,0.979,0.981,0.988,0.99,0.99,0.99,0.99,0.99,0.992,0.993,0.994,0.994,0.995,0.995,0.995,0.99,0.83,0.57]
["LLF3","L",2.3880339,-0.00910109429999999,0.01578916,{"v":0.0004051675,"d":"4.05E-04"},{"v":-5.4507043e-06,"d":"-5.45E-06"},{"v":1.5992768E-6,"d":"1.60E-06"},0,0,0,0,5,0,0,0.03,0.22,0.59,0.85,0.955,0.98,0.985,0.99,0.992,0.993,0.994,0.995,0.995,0.996,0.997,0.998,0.999,0.999,0.999,0.999,0.99,0.99,0.97,0.92]
["LLF4","L",2.3895058,-0.0086358875,0.016448035,{"v":0.00045166611,"d":"4.52E-04"},{"v":-7.410716e-06,"d":"-7.41E-06"},{"v":1.8684107E-6,"d":"1.87E-06"},0,0,0,0,5,0,0,0.01,0.26,0.67,0.91,0.97,0.989,0.992,0.993,0.994,0.995,0.995,0.995,0.995,0.995,0.995,0.995,0.995,0.994,0.994,0.994,0.99,0.99,0.95,0.9]
["LLF6","S",1.20066684,0.00851610832,0.10368905,0.0418805113,0.954739381,114.989738,0,0,0,0,5,0,0,0.14,0.59,0.84,0.956,0.986,0.994,0.995,0.996,0.998,0.998,0.998,0.998,0.998,0.998,0.999,0.999,0.999,0.999,0.999,0.999,0.999,0.998,0.966,0.9,25,0,0,0,0.07,0.43,0.8,0.93,0.969,0.975,0.98,0.988,0.989,0.991,0.992,0.992,0.992,0.994,0.996,0.996,0.996,0.996,0.998,0.998,0.992,0.84,0.6]
["LLF6HT","S",1.20073341,0.00848879413,0.103854947,0.0416237047,0.876957826,105.783027,0,0,0,0,5,0,0,0,0,0,0,0,0.9999,0,0,0,0,0,0,0,0,0,0,0,0,0,0,0,0,0,0,25,0,0,0,0,0,0,0,0.9995,0,0,0,0,0,0,0,0,0,0,0,0,0,0,0,0,0,0]
["LLF7","S",1.22924701,0.00886069707,0.122565819,0.0433083564,0.888850802,106.216061,0,0,0,0,5,0,0,0.17,0.39,0.74,0.94,0.983,0.99,0.992,0.994,0.995,0.996,0.997,0.997,0.997,0.998,0.999,0.999,0.999,0.999,0.999,0.999,0.999,0.999,0.966,0.91,25,0,0,0,0,0.22,0.73,0.92,0.95,0.96,0.97,0.977,0.98,0.983,0.985,0.987,0.989,0.993,0.993,0.994,0.994,0.994,0.994,0.995,0.995,0.84,0.63]
["NBAF10","S",1.5851495,0.00926681282,0.143559385,0.0424489805,1.08521269,105.613573,0,0,0,0,5,0,0,0,0,0,0,0.42,0.791,0.849,0.92,0.957,0.975,0.979,0.988,0.99,0.993,0.996,0.998,0.998,0.998,0.998,0.999,0.999,0.996,0.983,0.926,25,0,0,0,0,0,0,0.01,0.31,0.44,0.66,0.8,0.88,0.9,0.94,0.954,0.967,0.981,0.99,0.99,0.991,0.99,0.994,0.994,0.98,0.92,0.68]
["NBAF3","S",1.34859634,0.00871492932,0.10764424,0.0478406436,1.13207084,112.936116,0,0,0,0,5,0,0,0,0,0,0,0.250998007960222,0.751664818918645,0.832466215530696,0.923038460737146,0.961249187255833,0.979285453787607,0.983361581515161,0.99045444115315,0.992975326984512,0.99498743710662,0.996995486449161,0.997997995989972,0.998498873309329,0.997997995989972,0.998498873309329,0.998999499499374,0.998498873309329,0.995991967839098,0.976729235765982,0.920326029187483,25,0,0,0,0,0,0,0,0.24,0.4,0.67,0.82,0.9,0.92,0.952,0.965,0.975,0.985,0.991,0.993,0.991,0.992,0.994,0.993,0.98,0.89,0.66]
["NBAF4","S",1.42056328,0.00942015382,0.102721269,0.0531087291,1.14380976,110.278856,0,0,0,0,5,0,0,0,0,0,0,0.11,0.665,0.775,0.897,0.949,0.973,0.979,0.988,0.992,0.994,0.997,0.998,0.998,0.998,0.998,0.999,0.999,0.995,0.977,0.915,25,0,0,0,0,0,0,0,0.13,0.28,0.58,0.77,0.87,0.9,0.94,0.959,0.971,0.985,0.992,0.992,0.99,0.991,0.994,0.994,0.977,0.89,0.64]
["NBAF51","S",1.51503623,0.00942734714999999,0.153621958,0.04308265,1.15427909,124.889868,0,0,0,0,5,0,0,0,0,0,0,0.457,0.801,0.86,0.928,0.961,0.977,0.981,0.988,0.991,0.994,0.997,0.998,0.998,0.998,0.998,0.999,0.999,0.996,0.973,0.912,25,0,0,0,0,0,0,0.02,0.33,0.47,0.69,0.82,0.89,0.91,0.94,0.956,0.97,0.985,0.991,0.992,0.99,0.99,0.993,0.993,0.98,0.87,0.63]
["NBAF52","S",1.43903433,0.00907800127999999,0.0967046052,0.050821208,1.09875818,105.691856,0,0,0,0,5,0,0,0,0,0,0,0.219,0.732,0.82,0.917,0.956,0.975,0.979,0.987,0.991,0.993,0.996,0.998,0.998,0.998,0.998,0.999,0.999,0.995,0.977,0.912,25,0,0,0,0,0,0,0,0.21,0.37,0.65,0.8,0.88,0.9,0.937999999999999,0.954,0.967,0.98,0.989,0.99,0.989,0.99,0.993,0.994,0.975,0.89,0.63]
["NBAK1","S",1.12365662,6.44742752E-3,0.309276848,0.0222284402,0.881511957,107.297751,0,0,0,0,5,0.118,0.319,0.588,0.781,0.894,0.961,0.986,0.994,0.995,0.997,0.998,0.998,0.998,0.998,0.998,0.998,0.998,0.999,0.999,0.999,0.999,0.999,0.999,0.997,0.98,0.937,25,0,0,0.07,0.29,0.57,0.82,0.93,0.969,0.977,0.983,0.988,0.99,0.99,0.99,0.989,0.99,0.992,0.995,0.995,0.995,0.995,0.997,0.996,0.986,0.903,0.721]
["NBAK2","S",1.01662154,0.00592383763,0.319903051,0.0203828415,0.937232995,113.118417,0,0,0,0,5,0.2,0.397,0.631,0.832,0.931,0.981,0.994,0.997,0.998,0.998,0.998,0.998,0.998,0.998,0.998,0.998,0.999,0.999,0.999,0.999,0.999,0.999,0.999,0.997,0.968,0.912,25,0,0,0.1,0.4,0.7,0.91,0.971,0.986,0.989,0.99,0.992,0.993,0.993,0.993,0.992,0.992,0.994,0.995,0.995,0.994,0.995,0.996,0.997,0.984,0.85,0.63]
["NBAK4","S",1.28834642,0.00779980626,0.132817724,0.0315631177,0.945395373,105.965875,0,0,0,0,5,0,0,0,0,0.11,0.588,0.887,0.966,0.977,0.988,0.993,0.996,0.997,0.997,0.998,0.998,0.999,0.999,0.999,0.999,0.999,0.999,0.999,0.996,0.979,0.934,25,0,0,0,0,0,0.07,0.55,0.84,0.89,0.94,0.967,0.98,0.983,0.987,0.988,0.989,0.994,0.996,0.996,0.995,0.995,0.997,0.995,0.982,0.9,0.71]
["NBAK4HT","S",1.28834642,0.00779980626,0.132817724,0.0315631177,0.945395373,105.965875,0,0,0,0,5,0,0,0,0,0.122474487139158,0.624499799839839,0.901110426085504,0.970051545022222,0.979285453787607,0.989444288477122,0.994484791236145,0.996493853468248,0.996995486449161,0.997997995989972,0.998498873309329,0.998498873309329,0.998999499499374,0.998999499499374,0.998999499499374,0.998999499499374,0.998999499499374,0.998999499499374,0.999499874937461,0.997997995989972,0.989444288477122,0.959166304662543,25,0,0,0,0,0,0.095,0.595,0.859,0.9,0.949,0.972,0.983,0.985,0.991,0.992,0.993,0.995,0.996,0.996,0.996,0.996,0.996,0.998,0.991,0.949,0.811]
["NBALF4","S",1.31004128,0.0079659645,0.142038259,0.0330672072,0.964929351,109.19732,0,0,0,0,5,0,0,0,0,0,0.397,0.824,0.944,0.961,0.979,0.988,0.993,0.994,0.996,0.997,0.997,0.999,0.999,0.999,0.999,0.999,0.999,0.999,0.997,0.983,0.942,25,0,0,0,0,0,0,0.38,0.75,0.82,0.9,0.94,0.964,0.97,0.981,0.983,0.986,0.993,0.995,0.996,0.995,0.995,0.997,0.993,0.984,0.92,0.74]
["NBALF5","S",1.28385965,0.00825815975,0.0719300942,0.0441920027,1.05048927,107.097324,0,0,0,0,5,0,0,0,0,0,0.077,0.663,0.903,0.934,0.968,0.983,0.991,0.993,0.996,0.997,0.998,0.998,0.999,0.999,0.999,0.999,0.999,0.998,0.995,0.959,0.871,25,0,0,0,0,0,0,0.128,0.6,0.71,0.85,0.92,0.957,0.965,0.978,0.984,0.988,0.992,0.995,0.995,0.993,0.993,0.995,0.991,0.973,0.81,0.5]
["NBASF2","S",1.53652081,0.0108435729,0.156971102,0.0562278762,1.30196815,131.3397,0,0,0,0,5,0,0,0,0,0,0,0,0.397,0.57,0.796,0.897,0.944,0.956,0.977,0.986,0.99,0.994,0.997,0.997,0.997,0.997,0.998,0.999,0.997,0.986,0.947,25,0,0,0,0,0,0,0,0,0.06,0.32,0.58,0.75,0.8,0.89,0.93,0.951,0.971,0.985,0.987,0.985,0.985,0.99,0.997,0.985,0.93,0.76]
["NBASF64","S",1.65554268,0.0104485644,0.17131977,0.0499394756,1.33664448,118.961472,0,0,0,0,5,0,0,0,0,0,0,0.3,0.739,0.82,0.906,0.944,0.961,0.966,0.975,0.979,0.983,0.988,0.99,0.99,0.99,0.991,0.994,0.997,0.994,0.979,0.923,25,0,0,0,0,0,0,0,0.22,0.37,0.61,0.75,0.82,0.84,0.88,0.9,0.92,0.94,0.95,0.949,0.949,0.955,0.97,0.985,0.97,0.9,0.67]
["NBK10","S",0.888308131,0.00516900822,0.328964475,0.0161190045,0.984610769,99.7575331,0,0,0,0,5,0.351,0.643,0.841,0.934,0.97,0.989,0.996,0.997,0.997,0.997,0.998,0.998,0.998,0.998,0.998,0.998,0.998,0.999,0.999,0.998,0.999,0.999,0.999,0.996,0.99,0.934,25,0,0.11,0.42,0.71,0.86,0.947,0.978,0.986,0.986,0.985,0.989,0.99,0.99,0.989,0.989,0.99,0.991,0.993,0.993,0.992,0.993,0.995,0.996,0.98,0.95,0.71]
["NBK7","S",1.03961212,0.00600069867,0.231792344,0.0200179144,1.01046945,103.560653,0,0,0,0,5,0,0.251,0.54,0.758,0.877,0.951,0.983,0.994,0.995,0.996,0.998,0.998,0.999,0.999,0.998,0.999,0.999,0.999,0.999,0.999,0.999,0.999,0.999,0.996,0.966,0.891,25,0,0,0.05,0.25,0.52,0.78,0.92,0.971,0.977,0.983,0.989,0.992,0.993,0.993,0.992,0.993,0.994,0.996,0.995,0.994,0.994,0.996,0.997,0.98,0.84,0.56]
["NBK7HT","S",1.03961212,0.00600069867,0.231792344,0.0200179144,1.01046945,103.560653,0,0,0,0,5,0,0.2,0.47,0.753,0.903,0.974,0.992,0.997,0.998,0.998,0.999,0.999,0.999,0.999,0.999,0.999,0.999,0.999,0.999,0.999,0.999,0.999,0.999,0.997,0.977,0.919,25,0,0,0.023,0.242,0.6,0.875,0.964,0.985,0.989,0.992,0.994,0.996,0.996,0.996,0.996,0.996,0.997,0.998,0.998,0.997,0.997,0.998,0.999,0.987,0.888,0.657]
["NBK7HTI","S",1.03961212,0.00600069867,0.231792344,0.0200179144,1.01046945,103.560653,0,0,0,0,5,0,0.2,0.470106370941726,0.752994023880667,0.902773504263389,0.973652915571046,0.99247166206396,0.996995486449161,0.997997995989972,0.998498873309329,0.998999499499374,0.998999499499374,0.998999499499374,0.998999499499374,0.998999499499374,0.998999499499374,0.999499874937461,0.999499874937461,0.999499874937461,0.999499874937461,0.999499874937461,0.999499874937461,0.999499874937461,0.997496867163,0.976729235765982,0.919238815542511,25,0,0,0.023,0.242,0.6,0.875,0.964,0.985,0.989,0.992,0.994,0.996,0.996,0.996,0.996,0.996,0.997,0.998,0.998,0.997,0.997,0.998,0.999,0.987,0.888,0.657]
["NF2","S",1.39757037,0.00995906143,0.159201403,0.0546931752,1.2686543,119.248346,0,0,0,0,5,0,0,0,0,0,0,0.31,0.525,0.693,0.874,0.944,0.973,0.979,0.99,0.992,0.995,0.997,0.998,0.999,0.998,0.998,0.998,0.999,0.995,0.975,0.915,25,0,0,0,0,0,0,0,0.04,0.16,0.51,0.75,0.87,0.9,0.95,0.963,0.973,0.984,0.992,0.993,0.991,0.99,0.992,0.996,0.977,0.88,0.64]
["NFK5","S",0.844309338,0.00475111955,0.344147824,0.0149814849,0.910790213,97.8600292999999,0,0,0,0,5,0.709929573971953,0.870550563296124,0.946591757392985,0.976962741533791,0.989793781686988,0.995357086413901,0.997588396352854,0.998394855285532,0.998394855285532,0.998193484786031,0.998797109588254,0.998797109588254,0.998797109588254,0.998596063454894,0.998394855285532,0.997991951661425,0.997790255615913,0.998193484786031,0.998193484786031,0.997991951661425,0.998193484786031,0.998997993978919,0.999599679615461,0.992899890199125,0.985590683793987,0.911733914477672,25,0.18,0.5,0.76,0.89,0.95,0.977,0.988,0.992,0.992,0.991,0.994,0.994,0.994,0.993,0.992,0.99,0.989,0.991,0.991,0.99,0.991,0.995,0.998,0.965,0.93,0.63]
["NFK51","S",0.971247817,0.00472301995,0.216901417,0.0153575612,0.904651666,168.68133,0,0,0,0,5,0.24,0.37,0.51,0.65,0.79,0.91,0.974,0.99,0.993,0.996,0.997,0.997,0.997,0.997,0.997,0.997,0.998,0.999,0.999,0.998,0.998,0.998,0.999,0.996,0.988,0.966,25,0,0.01,0.04,0.12,0.3,0.63,0.88,0.953,0.964,0.979,0.986,0.987,0.987,0.985,0.985,0.987,0.992,0.994,0.993,0.991,0.99,0.991,0.995,0.98,0.94,0.84]
["NFK51A","S",0.971247817,0.00472301995,0.216901417,0.0153575612,0.904651666,168.68133,0,0,0,0,5,0.241,0.37,0.512,0.654,0.786,0.912,0.974,0.992,0.995,0.997,0.998,0.998,0.998,0.998,0.998,0.998,0.999,0.999,0.999,0.999,0.999,0.999,0.999,0.998,0.998,0.966,25,0,0.01,0.035,0.12,0.3,0.63,0.875,0.963,0.976,0.988,0.992,0.993,0.993,0.992,0.992,0.993,0.996,0.997,0.997,0.996,0.995,0.995,0.994,0.99,0.989,0.84]
["NFK56","S",0.911957171,0.00450933489,0.128580417,0.0153515963,0.983146162,223.961126,0,0,0,0,5,0.244948974278317,0.374165738677394,0.574456264653802,0.734846922834953,0.854400374531753,0.948683298050513,0.983361581515161,0.99498743710662,0.996995486449161,0.998498873309329,0.998999499499374,0.998999499499374,0.998999499499374,0.998999499499374,0.998999499499374,0.998999499499374,0.998999499499374,0.998999499499374,0.998999499499374,0.998999499499374,0.998999499499374,0.998999499499374,0.998999499499374,0.997997995989972,0.995991967839098,0,25,0,0.01,0.06,0.21,0.46,0.76,0.92,0.975,0.985,0.992,0.995,0.996,0.996,0.994,0.995,0.996,0.996,0.996,0.996,0.996,0.996,0.996,0.996,0.991,0.979,0]
["NFK58","S",0.738042712,0.00339065607,0.363371967,0.0117551189,0.989296264,212.842145,0,0,0,0,5,0.489,0.603,0.725,0.832,0.906,0.963,0.988,0.995,0.996,0.997,0.998,0.998,0.998,0.998,0.998,0.998,0.999,0.999,0.999,0.998,0.998,0.998,0.999,0.999,0.999,0.999,25,0.028,0.08,0.2,0.4,0.61,0.83,0.94,0.975,0.98,0.987,0.99,0.991,0.991,0.991,0.991,0.992,0.994,0.995,0.994,0.994,0.993,0.993,0.995,0.998,0.998,0.996]
["NK5","S",1.08511833,0.00661099503,0.199562005,0.024110866,0.930511663,111.982777,0,0,0,0,5,0,0,0.241,0.47,0.732,0.912,0.975,0.991,0.992,0.995,0.997,0.997,0.998,0.998,0.998,0.998,0.998,0.999,0.999,0.998,0.998,0.999,0.999,0.997,0.973,0.92,25,0,0,0,0.02,0.21,0.63,0.88,0.956,0.962,0.977,0.984,0.988,0.989,0.991,0.991,0.991,0.993,0.995,0.995,0.993,0.992,0.994,0.995,0.986,0.87,0.66]
["NKF9","S",1.19286778,0.00839154695999999,0.0893346571,0.0404010786,0.920819805,112.572446,0,0,0,0,5,0,0,0,0,0,0.161,0.732,0.926,0.949,0.975,0.988,0.993,0.995,0.997,0.998,0.998,0.999,0.999,0.999,0.999,0.999,0.999,0.999,0.996,0.942,0.845,25,0,0,0,0,0,0,0.21,0.68,0.77,0.88,0.94,0.965,0.975,0.985,0.988,0.99,0.994,0.996,0.996,0.994,0.995,0.997,0.995,0.981,0.74,0.43]
["NKZFS11","S",1.3322245,0.0084029848,0.28924161,0.034423972,1.15161734,88.4310531999999,0,0,0,0,5,0,0,0.219,0.48,0.684,0.853,0.939,0.975,0.981,0.988,0.991,0.993,0.994,0.995,0.995,0.996,0.998,0.998,0.998,0.998,0.998,0.999,0.999,0.995,0.982,0.883,25,0,0,0,0.02,0.15,0.45,0.73,0.88,0.91,0.94,0.957,0.968,0.971,0.975,0.978,0.982,0.989,0.993,0.992,0.992,0.992,0.994,0.999,0.977,0.914,0.535]
["NKZFS2","S",1.23697554,0.00747170505,0.153569376,0.0308053556,0.903976272,70.1731084,0,0,0,0,5,0,0,0.11,0.496,0.752,0.9,0.956,0.977,0.981,0.986,0.99,0.992,0.993,0.995,0.996,0.997,0.998,0.999,0.999,0.999,0.999,0.999,0.998,0.988,0.956,0.764,25,0,0,0,0.03,0.24,0.59,0.8,0.89,0.91,0.93,0.95,0.963,0.967,0.975,0.981,0.987,0.992,0.994,0.994,0.994,0.994,0.996,0.991,0.94,0.8,0.26]
["NKZFS4","S",1.35055424,8.7628207E-3,0.197575506,0.0371767201,1.09962992,90.3866994,0,0,0,0,5,0,0,0,0,0.2,0.684,0.903,0.961,0.97,0.981,0.985,0.989,0.99,0.992,0.993,0.995,0.997,0.998,0.998,0.998,0.998,0.999,0.999,0.992,0.975,0.865,25,0,0,0,0,0,0.15,0.6,0.82,0.86,0.91,0.93,0.948,0.952,0.961,0.968,0.976,0.987,0.992,0.993,0.992,0.993,0.994,0.996,0.961,0.881,0.486]
["NKZFS4HT","S",1.35055424,8.7628207E-3,0.197575506,0.0371767201,1.09962992,90.3866994,0,0,0,0,5,0,0,0,0,0.245,0.741,0.931,0.974,0.979,0.986,0.99,0.992,0.993,0.994,0.995,0.996,0.997,0.998,0.998,0.998,0.998,0.999,0.999,0.992,0.975,0.865,25,0,0,0,0,2E-3,0.223,0.7,0.874,0.901,0.934,0.951,0.962,0.966,0.971,0.975,0.98,0.988,0.993,0.993,0.992,0.993,0.994,0.999,0.961,0.881,0.486]
["NKZFS5","S",1.47460789,0.00986143816,0.193584488,0.0445477583,1.26589974,106.436258,0,0,0,0,5,0,0,0,0,0.13,0.61,0.891,0.954,0.963,0.975,0.983,0.988,0.989,0.991,0.993,0.995,0.998,0.998,0.998,0.998,0.998,0.999,0.999,0.994,0.981,0.909,25,0,0,0,0,0,0.08,0.56,0.79,0.83,0.88,0.92,0.94,0.946,0.958,0.965,0.974,0.985,0.992,0.993,0.992,0.992,0.994,0.998,0.97,0.91,0.62]
["NKZFS8","S",1.62693651,0.010880863,0.24369876,0.0494207753,1.62007141,131.009163,0,0,0,0,5,0,0,0,0,0.205,0.375,0.815,0.926,0.942,0.961,0.973,0.981,0.983,0.988,0.991,0.994,0.997,0.998,0.999,0.999,0.999,0.999,0.999,0.996,0.983,0.931,25,0,0,0,0,0,0.01,0.36,0.68,0.74,0.82,0.87,0.91,0.92,0.94,0.955,0.971,0.985,0.993,0.995,0.995,0.995,0.996,0.999,0.983,0.92,0.7]
["NLAF2","S",1.80984227,0.0101711622,0.15729555,0.0442431765,1.0930037,100.687748,0,0,0,0,5,0,0,0,0,0,0,0.479,0.791,0.844,0.912,0.947,0.966,0.972,0.982,0.988,0.992,0.996,0.999,0.998,0.998,0.998,0.999,0.999,0.997,0.975,0.928,25,0,0,0,0,0,0,0.025,0.31,0.43,0.63,0.76,0.84,0.865,0.915,0.94,0.962,0.983,0.994,0.993,0.992,0.993,0.996,0.997,0.985,0.883,0.69]
["NLAF21","S",1.87134529,0.0093332228,0.25078301,0.0345637762,1.22048639,83.2404866,0,0,0,0,5,0,0,0,0,0.173205080756887,0.525357021462547,0.802496105909555,0.91268833672837,0.932737905308881,0.959687449120806,0.974166310236604,0.982852990024449,0.985393322486001,0.99045444115315,0.99247166206396,0.99498743710662,0.997997995989972,0.998498873309329,0.998498873309329,0.998498873309329,0.998498873309329,0.998999499499374,0.998999499499374,0.993981891183134,0.970566844684074,0.844393273303382,25,0,0,0,0,0,0.04,0.333,0.634,0.707,0.814,0.878,0.916,0.928,0.952,0.964,0.976,0.989,0.993,0.992,0.992,0.993,0.994,0.996,0.971,0.862,0.429]
["NLAF3","S",1.73155854,0.00953833913999999,0.150874455,0.0407887211,1.06586596,98.0758545,0,0,0,0,5,0,0,0,0,0,0.0774596669241483,0.560357029044875,0.840832920383116,0.884307638777365,0.936482781475452,0.963327566303383,0.976729235765982,0.981325634027767,0.987927122818277,0.990959131346999,0.993478736561583,0.996995486449161,0.998498873309329,0.998498873309329,0.998498873309329,0.998498873309329,0.998498873309329,0.998498873309329,0.995991967839098,0.974679434480896,0.896660470858395,25,0,0,0,0,0,0,0.06,0.42,0.54,0.72,0.83,0.89,0.91,0.94,0.955,0.968,0.985,0.993,0.993,0.993,0.993,0.993,0.993,0.98,0.88,0.58]
["NLAF32","S",1.91731106,0.00978600358,0.224019825,0.0386141473,1.22087075,84.6431264999999,0,0,0,0,5,0,0,0,0,0.01,0.2,0.6,0.82,0.86,0.92,0.954,0.97,0.975,0.985,0.99,0.994,0.998,0.999,0.999,0.999,0.999,0.999,0.999,0.993,0.97,0.85,25,0,0,0,0,0,0,0.08,0.37,0.48,0.67,0.79,0.86,0.88,0.93,0.95,0.969,0.988,0.994,0.993,0.993,0.994,0.995,0.993,0.966,0.86,0.44]
["NLAF33","S",1.79653417,0.00927313493,0.311577903,0.0358201181,1.15981863,87.3448712,0,0,0,0,5,0,0,0,0,0.275680975041804,0.618061485614497,0.831865373723416,0.91706052144883,0.934879671401619,0.959687449120806,0.973652915571046,0.981325634027767,0.983869910099907,0.988938825206089,0.991463564635635,0.994484791236145,0.997496867163,0.998999499499374,0.998999499499374,0.998999499499374,0.998999499499374,0.998999499499374,0.999499874937461,0.99498743710662,0.972111104761179,0.862554346113913,25,0,0,0,0,2E-3,0.09,0.399,0.648,0.714,0.812999999999999,0.874,0.91,0.922,0.946,0.959,0.973,0.988,0.994,0.994,0.994,0.995,0.996,0.998,0.974,0.868,0.478]
["NLAF34","S",1.75836958,0.00872810026,0.313537785,0.0293020832,1.18925231,85.1780644,0,0,0,0,5,0,0,0.262678510731274,0.485798312059644,0.651152823843988,0.801872807869178,0.902773504263389,0.952890339965727,0.962808392152872,0.977241014284603,0.985393322486001,0.989949493661166,0.991463564635635,0.993981891183134,0.995489829179585,0.996995486449161,0.998498873309329,0.998999499499374,0.998999499499374,0.998999499499374,0.998999499499374,0.998999499499374,0.999499874937461,0.994484791236145,0.972111104761179,0.852056336165631,25,0,0,0,0.027,0.117,0.332,0.6,0.785,0.828,0.891,0.929,0.95,0.958,0.971,0.978,0.986,0.993,0.996,0.995,0.995,0.996,0.996,0.998,0.973,0.868,0.449]
["NLAF35","S",1.51697436,0.00750943203,0.455875464,0.0260046715,1.07469242,80.5945159,0,0,0,0,5,0,0,0.161,0.39,0.59,0.769,0.888,0.948,0.958,0.974,0.983,0.988,0.99,0.993,0.995,0.997,0.998,0.999,0.999,0.999,0.999,0.999,0.999,0.994,0.968,0.844,25,0,0,0,0.08,0.2,0.27,0.55,0.76,0.81,0.88,0.92,0.94,0.95,0.967,0.976,0.985,0.992,0.995,0.994,0.994,0.996,0.996,0.995,0.97,0.85,0.43]
["NLAF36","S",1.85744228,0.00982397191,0.294098729,0.0384309138,1.16615417,89.3984634,0,0,0,0,5,0,0,0,0,0,0.261,0.675,0.856,0.891,0.934,0.959,0.973,0.977,0.983,0.988,0.992,0.996,0.998,0.998,0.998,0.999,0.999,0.999,0.996,0.975,0.877,25,0,0,0,0,0,0,0.14,0.46,0.56,0.71,0.81,0.87,0.89,0.92,0.94,0.962,0.98,0.99,0.992,0.992,0.994,0.994,0.994,0.98,0.88,0.52]
["NLAF7","S",1.74028764,0.010792558,0.226710554,0.0538626639,1.32525548,106.268665,0,0,0,0,5,0,0,0,0,0,0,0,0.412,0.55,0.718,0.811,0.867,0.884,0.926,0.949,0.968,0.985,0.994,0.996,0.997,0.997,0.998,0.999,0.996,0.98,0.931,25,0,0,0,0,0,0,0,0.012,0.05,0.19,0.35,0.49,0.54,0.68,0.77,0.85,0.93,0.97,0.98,0.985,0.988,0.992,0.996,0.982,0.902,0.7]
["NLAK10","S",1.72878017,0.00886014635,0.169257825,0.0363416509,1.19386956,82.9009069,0,0,0,0,5,0,0,0,0,0,0.161,0.665,0.877,0.912,0.949,0.968,0.979,0.981,0.988,0.992,0.995,0.997,0.999,0.999,0.999,0.999,0.999,0.999,0.995,0.975,0.849,25,0,0,0,0,0,0,0.13,0.52,0.63,0.77,0.85,0.9,0.91,0.94,0.963,0.977,0.988,0.994,0.993,0.994,0.994,0.995,0.995,0.977,0.88,0.44]
["NLAK12","S",1.17365704,0.00577031797,0.588992398,0.0200401678,0.978014394,95.4873482,0,0,0,0,5,0,0,0,0.179,0.39,0.684,0.856,0.939,0.954,0.973,0.983,0.988,0.988,0.99,0.991,0.994,0.997,0.998,0.998,0.998,0.998,0.999,0.998,0.995,0.968,0.874,25,0,0,0,0,0.01,0.15,0.46,0.73,0.79,0.87,0.92,0.94,0.943,0.952,0.958,0.968,0.986,0.991,0.99,0.988,0.989,0.993,0.992,0.975,0.85,0.51]
["NLAK14","S",1.50781212,0.00746098727,0.318866829,0.0242024834,1.14287213,80.9565165,0,0,0,0,5,0,0.138,0.298,0.489,0.654,0.801,0.906,0.956,0.966,0.979,0.986,0.99,0.992,0.994,0.995,0.997,0.998,0.999,0.999,0.998,0.999,0.999,0.999,0.992,0.966,0.82,25,0,0,0,0.04,0.12,0.33,0.61,0.8,0.84,0.9,0.93,0.953,0.96,0.971,0.977,0.984,0.992,0.995,0.993,0.992,0.994,0.995,0.995,0.96,0.84,0.37]
["NLAK21","S",1.22718116,0.00602075682,0.420783743,0.0196862889,1.01284843,88.4370099,0,0,0,0,5,0,0,0,0.245,0.5,0.752,0.894,0.951,0.963,0.979,0.985,0.989,0.991,0.992,0.993,0.995,0.997,0.999,0.998,0.998,0.998,0.999,0.999,0.994,0.973,0.867,25,0,0,0,0,0.04,0.24,0.57,0.78,0.83,0.9,0.93,0.95,0.955,0.963,0.969,0.976,0.988,0.992,0.992,0.99,0.991,0.994,0.994,0.97,0.87,0.49]
["NLAK22","S",1.14229781,0.00585778594,0.535138441,0.0198546147,1.04088385,100.834017,0,0,0,0,5,0,0.118,0.279,0.457,0.631,0.811,0.919,0.966,0.973,0.983,0.99,0.993,0.994,0.995,0.995,0.996,0.998,0.999,0.999,0.998,0.998,0.999,0.999,0.996,0.979,0.909,25,0,0,0,0.02,0.1,0.35,0.655,0.84,0.873,0.92,0.95,0.964,0.968,0.973,0.975,0.98,0.988,0.993,0.993,0.991,0.992,0.994,0.994,0.978,0.9,0.62]
["NLAK33","S",1.45796869,0.0068054528,0.555403936,0.0225253283,1.19938794,82.7543327,0,0,0,0,5,0,0.05,0.13,0.28,0.46,0.68,0.83,0.91,0.93,0.954,0.97,0.981,0.986,0.991,0.993,0.995,0.997,0.998,0.998,0.998,0.998,0.998,0.999,0.995,0.968,0.83,25,0,0,0,0,0.02,0.14,0.4,0.63,0.69,0.79,0.86,0.91,0.93,0.954,0.967,0.977,0.987,0.99,0.99,0.99,0.99,0.991,0.995,0.975,0.85,0.4]
["NLAK33A","S",1.44116999,0.00680933877,0.571749501,0.0222291824,1.16605226,80.9379555,0,0,0,0,5,0,0,0.23,0.4,0.58,0.775,0.897,0.951,0.961,0.975,0.983,0.988,0.99,0.994,0.995,0.997,0.999,0.999,0.999,0.999,0.999,0.999,0.999,0.995,0.968,0.828,25,0,0,0,0,0.06,0.28,0.58,0.78,0.82,0.88,0.92,0.94,0.953,0.97,0.978,0.986,0.994,0.996,0.995,0.994,0.995,0.996,0.995,0.975,0.85,0.39]
["NLAK33B","S",1.42288601,0.00670283452,0.593661336,0.021941621,1.1613526,80.7407701,0,0,0,0,5,0.148,0.344,0.466,0.532,0.675,0.811,0.906,0.954,0.963,0.977,0.985,0.99,0.991,0.994,0.996,0.997,0.998,0.999,0.999,0.998,0.999,0.999,0.999,0.992,0.968,0.824,25,0,0,0.01,0.03,0.14,0.35,0.61,0.79,0.83,0.89,0.93,0.95,0.956,0.971,0.979,0.986,0.993,0.995,0.994,0.993,0.994,0.995,0.995,0.963,0.85,0.38]
["NLAK34","S",1.26661442,0.00589278062,0.665919318,0.0197509041,1.1249612,78.8894174,0,0,0,0,5,0.27,0.41,0.53,0.614,0.725,0.844,0.923,0.961,0.97,0.981,0.988,0.99,0.991,0.994,0.996,0.997,0.999,0.999,0.999,0.999,0.999,0.999,0.999,0.992,0.968,0.82,25,0,0.01,0.03,0.07,0.2,0.43,0.67,0.82,0.86,0.91,0.94,0.952,0.959,0.972,0.979,0.987,0.994,0.997,0.995,0.996,0.997,0.997,0.995,0.96,0.85,0.37]
["NLAK7","S",1.23679889,0.00610105538,0.445051837,0.0201388334,1.01745888,90.638038,0,0,0,0,5,0,0.223606797749979,0.437035467668243,0.644204936336256,0.786765530510837,0.893867999203461,0.952890339965727,0.977752524926425,0.982852990024449,0.988938825206089,0.991967741410979,0.993981891183134,0.994484791236145,0.995489829179585,0.995991967839098,0.996995486449161,0.998498873309329,0.998999499499374,0.998999499499374,0.998999499499374,0.998999499499374,0.999499874937461,0.999499874937461,0.994484791236145,0.971081870904817,0.868331733843696,25,0,0,0.016,0.111,0.301,0.57,0.785,0.894,0.917,0.945,0.961,0.97,0.973,0.977,0.98,0.984,0.992,0.995,0.995,0.995,0.996,0.997,0.998,0.972,0.863,0.494]
["NLAK8","S",1.33183167,6.20023871E-3,0.546623206,0.0216465439,1.19084015,82.5827736,0,0,0,0,5,0,0.1,0.21,0.37,0.525,0.714,0.86,0.936,0.952,0.973,0.982,0.988,0.99,0.994,0.996,0.997,0.999,0.999,0.999,0.999,0.999,0.999,0.999,0.996,0.975,0.841,25,0,0,0,0.01,0.04,0.185,0.47,0.72,0.78,0.87,0.915,0.943,0.952,0.97,0.979,0.987,0.994,0.995,0.994,0.994,0.995,0.996,0.994,0.979,0.88,0.42]
["NLAK9","S",1.46231905,0.00724270156,0.344399589,0.0243353131,1.15508372,85.4686868,0,0,0,0,5,0,0.0316227766016837,0.118321595661992,0.264575131106459,0.457165178026498,0.724568837309472,0.887130204648675,0.951840322743263,0.963327566303383,0.976729235765982,0.985393322486001,0.989949493661166,0.991463564635635,0.993981891183134,0.995489829179585,0.996995486449161,0.998498873309329,0.998999499499374,0.998999499499374,0.998999499499374,0.998999499499374,0.998999499499374,0.998999499499374,0.992975326984512,0.970051545022222,0.840832920383116,25,0,0,0,0,0.02,0.2,0.55,0.782,0.83,0.89,0.93,0.95,0.957,0.97,0.977,0.984,0.992,0.994,0.994,0.995,0.995,0.996,0.995,0.966,0.86,0.42]
["NLASF31","S",1.71317198,0.00819172228,0.718575109,0.0297801704,1.7233247,138.461313,0,0,0,0,5,0,0,0.08,0.17,0.3,0.53,0.73,0.86,0.88,0.92,0.94,0.956,0.961,0.973,0.979,0.986,0.994,0.998,0.999,0.999,0.999,0.999,0.999,0.998,0.992,0.959,25,0,0,0,0,0,0.04,0.21,0.46,0.53,0.65,0.74,0.8,0.82,0.87,0.9,0.93,0.968,0.99,0.993,0.993,0.994,0.994,0.993,0.992,0.96,0.81]
["NLASF31A","S",1.96485075,0.00982060155,0.475231259,0.0344713438,1.48360109,110.739863,0,0,0,0,5,0,0,0,0.0316227766016837,0.244948974278317,0.359165699921359,0.698569967862919,0.853814968245462,0.884307638777365,0.92736184954957,0.951314879522022,0.96591925128346,0.970566844684074,0.979795897113271,0.98488578017961,0.989949493661166,0.995489829179585,0.997997995989972,0.997997995989972,0.997997995989972,0.997997995989972,0.998498873309329,0.998999499499374,0.996493853468248,0.981325634027767,0.907744457432817,25,0,0,0,0,0,0.006,0.166,0.453,0.54,0.685,0.78,0.841,0.862,0.903,0.927,0.95,0.978,0.99,0.99,0.99,0.991,0.992,0.995,0.983,0.91,0.616]
["NLASF40","S",1.98550331,0.010958331,0.274057042,0.0474551603,1.28945661,96.9085286,0,0,0,0,5,0,0,0,0,0,0,0.21,0.684,0.775,0.874,0.918,0.944,0.951,0.968,0.977,0.986,0.993,0.997,0.998,0.998,0.999,0.999,0.999,0.996,0.981,0.9,25,0,0,0,0,0,0,0,0.15,0.28,0.51,0.65,0.75,0.78,0.85,0.89,0.933,0.969,0.988,0.992,0.993,0.994,0.996,0.995,0.982,0.91,0.59]
["NLASF41","S",1.86348331,0.00910368219,0.413307255,0.0339247268,1.35784815,93.3580595,0,0,0,0,5,0,0,0,0,0.2,0.54,0.769,0.887,0.912,0.944,0.963,0.974,0.977,0.983,0.988,0.992,0.997,0.998,0.999,0.998,0.999,0.999,0.999,0.996,0.975,0.874,25,0,0,0,0,0,0.04,0.27,0.55,0.63,0.75,0.83,0.876,0.89,0.92,0.94,0.962,0.984,0.993,0.994,0.993,0.994,0.995,0.995,0.983,0.88,0.51]
["NLASF43","S",1.93502827,0.0104001413,0.23662935,0.0447505292,1.26291344,87.437569,0,0,0,0,5,0,0,0,0,0,0,0.47,0.786,0.841,0.906,0.939,0.959,0.966,0.977,0.983,0.99,0.995,0.997,0.998,0.998,0.999,0.999,0.999,0.992,0.968,0.844,25,0,0,0,0,0,0,0.02,0.3,0.42,0.61,0.73,0.81,0.84,0.89,0.92,0.95,0.975,0.988,0.991,0.993,0.995,0.995,0.994,0.96,0.85,0.43]
["NLASF44","S",1.78897105,8.72506277E-3,0.38675867,0.0308085023,1.30506243,92.7743823999999,0,0,0,0,5,0,0,0.17,0.261,0.39,0.615,0.811,0.907,0.927,0.954,0.973,0.981,0.983,0.99,0.993,0.995,0.998,0.999,0.999,0.999,0.999,0.999,0.999,0.995,0.973,0.86,25,0,0,0,0,0,0.088,0.351,0.615,0.685,0.793,0.87,0.91,0.92,0.95,0.965,0.977,0.989,0.995,0.995,0.995,0.995,0.996,0.995,0.975,0.87,0.47]
["NLASF45","S",1.87140198,0.011217192,0.267777879,0.0505134972,1.73030008,147.106505,0,0,0,0,5,0,0,0,0,0,0,0.109544511501033,0.579655069847577,0.689927532426413,0.819756061276767,0.887130204648675,0.925742944882649,0.936482781475452,0.961249187255833,0.972625313263026,0.982344135219425,0.991463564635635,0.996493853468248,0.996995486449161,0.996995486449161,0.997496867163,0.997997995989972,0.999499874937461,0.997496867163,0.985900603509299,0.937549998666737,25,0,0,0,0,0,0,0,0.06,0.15,0.37,0.55,0.68,0.72,0.82,0.87,0.915,0.958,0.982,0.986,0.984,0.987,0.99,0.997,0.988,0.932,0.724]
["NLASF45HT","S",1.87140198,0.011217192,0.267777879,0.0505134972,1.73030008,147.106505,0,0,0,0,5,0,0,0,0,0,0,0.182,0.628,0.727,0.848,0.908,0.941,0.952,0.97,0.979,0.986,0.992,0.996,0.997,0.997,0.997,0.998,0.999,0.997,0.986,0.937999999999999,25,0,0,0,0,0,0,0,0.098,0.203,0.439,0.619,0.739,0.781,0.858,0.898,0.931,0.964,0.983,0.986,0.986,0.987,0.99,0.997,0.988,0.932,0.724]
["NLASF46","S",2.18073678,0.0125642118,0.298978656,0.056469999,1.62190046,105.662819,0,0,0,0,5,0,0,0,0,0,0,0,0,0.1183,0.398107170553497,0.549280271653058,0.674878522295951,0.724779663677695,0.828348178150469,0.887304201366326,0.933795269993701,0.970285832756976,0.988540345268706,0.993311114150567,0.995764268831363,0.997184186983332,0.998394855285532,0.998997993978919,0.996170786325008,0.98131464098299,0.902880451447434,25,0,0,0,0,0,0,0,0,0,0.01,0.05,0.14,0.2,0.39,0.55,0.71,0.86,0.944,0.967,0.979,0.986,0.992,0.995,0.981,0.91,0.6]
["NLASF46A","S",2.16701566,0.0123595524,0.319812761,0.0560610282,1.66004486,107.047718,0,0,0,0,5,0,0,0,0,0,0,0,0.224,0.426,0.71,0.841,0.903,0.92,0.952,0.968,0.979,0.99,0.995,0.996,0.996,0.997,0.998,0.999,0.995,0.977,0.891,25,0,0,0,0,0,0,0,0,0.014,0.18,0.42,0.6,0.66,0.78,0.85,0.9,0.95,0.978,0.982,0.983,0.985,0.989,0.997,0.977,0.89,0.56]
["NLASF46B","S",2.17988922,0.0125805384,0.306495184,0.0567191367,1.56882437,105.316538,0,0,0,0,5,0,0,0,0,0,0,0,0.224,0.426,0.71,0.841,0.903,0.92,0.949,0.966,0.977,0.988,0.994,0.995,0.996,0.996,0.998,0.999,0.995,0.977,0.887,25,0,0,0,0,0,0,0,0,0.014,0.18,0.42,0.6,0.66,0.77,0.84,0.89,0.944,0.972,0.978,0.98,0.983,0.989,0.996,0.977,0.89,0.55]
["NLASF9","S",2.00029547,0.0121426017,0.298926886,0.0538736236,1.80691843,156.530829,0,0,0,0,5,0,0,0,0,0,0,0,0.370135110466434,0.519615242270663,0.724779663677695,0.832553207401873,0.893665456449411,0.911733914477672,0.949069780205868,0.965730298907509,0.978774744259372,0.988938825206089,0.994484791236145,0.995489829179585,0.995991967839098,0.995991967839098,0.996995486449161,0.998999499499374,0.996995486449161,0.983361581515161,0.934344690143846,25,0,0,0,0,0,0,0,0,0.04,0.2,0.4,0.57,0.63,0.77,0.84,0.898,0.945,0.972,0.978,0.979,0.981,0.986,0.994,0.986,0.919,0.712]
["NLASF9HT","S",2.00029547,0.0121426017,0.298926886,0.0538736236,1.80691843,156.530829,0,0,0,0,5,0,0,0,0,0,0,0.0709999999999999,0.496,0.624,0.793,0.875,0.918,0.932,0.957,0.969,0.979,0.989,0.994,0.995,0.996,0.996,0.997,0.999,0.997,0.983,0.934,25,0,0,0,0,0,0,0,0.03,0.095,0.314,0.513,0.653,0.703,0.801,0.855,0.898,0.945,0.972,0.978,0.979,0.981,0.986,0.994,0.986,0.919,0.712]
["NLF5","S",1.33272661,0.00971526176,0.112284629,0.0534456265,1.10202641,118.651687,0,0,0,0,5,0,0,0,0,0,0,0.06,0.6,0.73,0.88,0.94,0.97,0.977,0.988,0.991,0.993,0.996,0.998,0.998,0.998,0.998,0.998,0.999,0.994,0.973,0.9,25,0,0,0,0,0,0,0,0.08,0.21,0.54,0.75,0.86,0.89,0.94,0.954,0.965,0.978,0.988,0.99,0.989,0.989,0.992,0.993,0.971,0.87,0.6]
["NLLF1","S",1.2761803,0.00911215959999999,0.0750285302999999,0.054680072,0.942212408,102.329548,0,0,0,0,5,0,0,0,0,0,0,0.28,0.81,0.88,0.95,0.975,0.985,0.988,0.991,0.992,0.994,0.996,0.998,0.998,0.998,0.998,0.999,0.999,0.995,0.986,0.93,25,0,0,0,0,0,0,0,0.35,0.53,0.77,0.88,0.93,0.94,0.955,0.963,0.972,0.982,0.99,0.992,0.991,0.991,0.993,0.996,0.973,0.93,0.68]
["NLLF6","S",1.22932376,0.00877776450999999,0.0755174062,0.0480429329,0.988839837,112.136098,0,0,0,0,5,0,0,0,0,0,0.03,0.62,0.9,0.93,0.968,0.983,0.991,0.993,0.995,0.996,0.997,0.998,0.998,0.998,0.998,0.998,0.998,0.998,0.996,0.956,0.88,25,0,0,0,0,0,0,0.09,0.59,0.71,0.85,0.92,0.955,0.965,0.977,0.981,0.984,0.988,0.991,0.991,0.99,0.99,0.992,0.991,0.98,0.8,0.52]
["NPK51","S",1.15610775,0.00585597402,0.153229344,0.0194072416,0.785618966,140.537046,0,0,0,0,5,0.1,0.251,0.457,0.631,0.775,0.903,0.966,0.988,0.991,0.994,0.997,0.997,0.997,0.997,0.997,0.997,0.998,0.999,0.999,0.998,0.998,0.998,0.999,0.997,0.993,0.97,25,0,0,0.02,0.1,0.28,0.6,0.84,0.94,0.955,0.973,0.984,0.986,0.986,0.984,0.984,0.988,0.993,0.996,0.995,0.992,0.991,0.992,0.994,0.985,0.966,0.86]
["NPK52","S",1.00814481,5.01967769E-3,0.209435366,0.0162476809,0.781686424,152.389306,0,0,0,0,5,0,0,0.16,0.32,0.55,0.8,0.93,0.98,0.985,0.992,0.994,0.994,0.994,0.994,0.994,0.995,0.996,0.997,0.997,0.996,0.996,0.996,0.997,0.996,0.993,0.985,25,0,0,0.01,0.06,0.22,0.57,0.84,0.95,0.962,0.98,0.985,0.986,0.986,0.985,0.985,0.987,0.991,0.993,0.992,0.99,0.989,0.991,0.993,0.991,0.982,0.964]
["NPK52A","S",1.029607,0.00516800155,0.1880506,0.0166658798,0.736488165,138.964129,0,0,0,0,5,0.21,0.346,0.5,0.654,0.786,0.912,0.975,0.994,0.996,0.998,0.998,0.998,0.998,0.998,0.998,0.998,0.999,0.999,0.999,0.999,0.998,0.998,0.999,0.999,0.998,0.995,25,0,0.01,0.04,0.12,0.3,0.63,0.88,0.97,0.98,0.989,0.992,0.992,0.992,0.99,0.99,0.992,0.996,0.997,0.997,0.995,0.993,0.993,0.994,0.994,0.99,0.978]
["NPSK3","S",0.88727211,0.00469824067,0.489592425,0.0161818463,1.04865296,104.374975,0,0,0,0,5,0.161,0.351,0.57,0.764,0.877,0.956,0.983,0.993,0.994,0.995,0.997,0.997,0.997,0.997,0.997,0.997,0.998,0.999,0.999,0.998,0.999,0.999,0.999,0.996,0.974,0.899,25,0,0,0.06,0.26,0.52,0.8,0.92,0.964,0.971,0.977,0.983,0.986,0.987,0.986,0.986,0.987,0.99,0.993,0.993,0.992,0.993,0.995,0.997,0.978,0.877,0.588]
["NPSK53","S",1.3434087,0.00675074317,0.241417935,0.0219910513,0.952896897,103.551457,0,0,0,0,5,0,0,0,0.246981780704569,0.479583152331272,0.724568837309472,0.880908621821809,0.951314879522022,0.963327566303383,0.979285453787607,0.987927122818277,0.99247166206396,0.993981891183134,0.995991967839098,0.996493853468248,0.996995486449161,0.998498873309329,0.998999499499374,0.998999499499374,0.998498873309329,0.998498873309329,0.998999499499374,0.998999499499374,0.990959131346999,0.956556323485449,0.874070935336486,25,0,0,0,0,0.03,0.2,0.53,0.78,0.83,0.9,0.94,0.964,0.97,0.979,0.982,0.986,0.992,0.995,0.994,0.992,0.993,0.994,0.994,0.956,0.8,0.51]
["NPSK53A","S",1.38121836,0.00706416337,0.196745645,0.0233251345,0.886089205,97.4847345,0,0,0,0,5,0,0,0,0.247,0.48,0.725,0.881,0.951,0.963,0.979,0.988,0.992,0.994,0.996,0.996,0.997,0.998,0.999,0.999,0.998,0.998,0.999,0.999,0.991,0.957,0.874,25,0,0,0,0,0.03,0.2,0.53,0.78,0.83,0.9,0.94,0.964,0.97,0.979,0.982,0.986,0.992,0.995,0.994,0.992,0.993,0.994,0.994,0.956,0.8,0.51]
["NPSK57","S",0.988511414,4.7839768E-3,0.510855261,0.0158020289,0.758837122,129.709222,0,0,0,0,5,0.1,0.2,0.458257569495584,0.663324958071079,0.824621125123532,0.92736184954957,0.974679434480896,0.992975326984512,0.99498743710662,0.997997995989972,0.998498873309329,0.998498873309329,0.997997995989972,0.997997995989972,0.997997995989972,0.997997995989972,0.998498873309329,0.998999499499374,0.998999499499374,0.998999499499374,0.998999499499374,0.998999499499374,0.996493853468248,0.993981891183134,0.989949493661166,0,25,0,0,0.02,0.13,0.38,0.68,0.88,0.965,0.975,0.989,0.992,0.992,0.991,0.991,0.991,0.991,0.992,0.996,0.996,0.996,0.996,0.996,0.982,0.97,0.95,0]
["NPSK58","S",1.11245149,0.00555904622,0.316619311,0.0172742254,0.698910707,122.610824,0,0,0,0,5,0.1,0.2,0.4,0.6,0.787400787401181,0.911043357914429,0.969535971483265,0.987927122818277,0.99045444115315,0.993981891183134,0.99498743710662,0.996493853468248,0.996493853468248,0.996493853468248,0.996493853468248,0.996493853468248,0.996995486449161,0.998498873309329,0.998498873309329,0.998999499499374,0.998999499499374,0.998999499499374,0.998999499499374,0.998999499499374,0.997997995989972,0,25,0,0,0.01,0.08,0.3,0.63,0.86,0.94,0.954,0.971,0.975,0.982,0.983,0.982,0.982,0.982,0.985,0.992,0.992,0.994,0.995,0.995,0.996,0.995,0.99,0]
["NSF1","S",1.60865158,0.0119654879,0.237725916,0.0590589722,1.51530653,135.521676,0,0,0,0,5,0,0,0,0,0,0,0,0.31,0.502,0.758,0.877,0.931,0.947,0.973,0.981,0.988,0.993,0.997,0.998,0.997,0.997,0.998,0.999,0.995,0.968,0.897,25,0,0,0,0,0,0,0,0,0.03,0.25,0.52,0.7,0.76,0.87,0.91,0.94,0.968,0.986,0.99,0.987,0.986,0.99,0.995,0.973,0.85,0.58]
["NSF10","S",1.62153902,0.0122241457,0.256287842,0.0595736775,1.64447552,147.468793,0,0,0,0,5,0,0,0,0,0,0,0,0.241,0.42,0.725,0.853,0.915,0.931,0.961,0.973,0.981,0.989,0.994,0.995,0.995,0.995,0.996,0.998,0.997,0.985,0.947,25,0,0,0,0,0,0,0,0,0,0.2,0.45,0.64,0.7,0.82,0.87,0.91,0.945,0.973,0.978,0.977,0.976,0.983,0.99,0.985,0.93,0.76]
["NSF11","S",1.73759695,0.013188707,0.313747346,0.0623068142,1.89878101,155.23629,0,0,0,0,5,0,0,0,0,0,0,0,0,0.288097205817758,0.654217089351845,0.828251169633946,0.902773504263389,0.923038460737146,0.958644876896549,0.972625313263026,0.983361581515161,0.99045444115315,0.995489829179585,0.996995486449161,0.995991967839098,0.995991967839098,0.996995486449161,0.999499874937461,0.996995486449161,0.982344135219425,0.931128347758782,25,0,0,0,0,0,0,0,0,2E-3,0.12,0.39,0.6,0.67,0.81,0.87,0.92,0.953,0.978,0.984,0.981,0.981,0.985,0.998,0.985,0.915,0.7]
["NSF14","S",1.69022361,0.0130512113,0.288870052,0.061369188,1.7045187,149.517689,0,0,0,0,5,0,0,0,0,0,0,0,0.308220700148449,0.525357021462548,0.801249024960405,0.906090503205944,0.943927963353136,0.953939201416946,0.972625313263026,0.981325634027768,0.987420882906575,0.99247166206396,0.996493853468249,0.997496867163,0.997496867163,0.997496867163,0.996995486449161,0.999499874937461,0.995991967839099,0.974679434480896,0.914877040918614,25,0,0,0,0,0,0,0,0.004,0.04,0.33,0.61,0.75,0.79,0.87,0.91,0.938,0.964,0.983,0.987,0.987,0.987,0.985,0.998,0.98,0.88,0.64]
["NSF15","S",1.57055634,0.0116507014,0.218987094,0.0597856897,1.50824017,132.709339,0,0,0,0,5,0,0,0,0,0,0,0,0.21,0.397,0.725,0.864,0.926,0.942,0.97,0.982,0.988,0.994,0.997,0.997,0.997,0.996,0.997,0.999,0.995,0.977,0.915,25,0,0,0,0,0,0,0,0,0.01,0.2,0.48,0.68,0.74,0.86,0.912,0.943,0.97,0.985,0.986,0.984,0.983,0.988,0.996,0.976,0.89,0.64]
["NSF19","S",1.52005444,0.01096144,0.17573947,0.0593248486,1.43623424,126.795151,0,0,0,0,5,0,0,0,0,0,0,0,0.3606,0.549280271653058,0.801129617900833,0.908820967009121,0.949069780205868,0.958731515514182,0.974757385530792,0.98239064646474,0.987069921753919,0.991868839282566,0.995357086413901,0.995967610540955,0.995560760891036,0.995967610540955,0.996981836279373,0.997790255615913,0.993926676148202,0.976962741533791,0.908820967009121,25,0,0,0,0,0,0,0,0,0.05,0.33,0.62,0.77,0.81,0.88,0.915,0.937,0.96,0.977,0.98,0.978,0.98,0.985,0.989,0.97,0.89,0.62]
["NSF2","S",1.47343127,0.0109019098,0.163681849,0.0585683687,1.36920899,127.404933,0,0,0,0,5,0,0,0,0,0,0,0.032,0.363,0.57,0.832,0.926,0.963,0.972,0.985,0.989,0.992,0.995,0.997,0.997,0.997,0.997,0.997,0.999,0.997,0.985,0.947,25,0,0,0,0,0,0,0,0.007,0.06,0.4,0.68,0.83,0.865,0.926,0.949,0.961,0.975,0.986,0.987,0.984,0.984,0.987,0.997,0.984,0.93,0.76]
["NSF4","S",1.67780282,0.012679345,0.282849893,0.0602038419,1.63539276,145.760496,0,0,0,0,5,0,0,0,0,0,0,0,0.316227766016837,0.498998997994986,0.750333259292162,0.860232526704262,0.911043357914429,0.927900856772963,0.957078889120431,0.970566844684074,0.980306074652197,0.989444288477122,0.995489829179585,0.996493853468248,0.995991967839098,0.995489829179585,0.996995486449161,0.999499874937461,0.995991967839098,0.971081870904817,0.903327183250897,25,0,0,0,0,0,0,0,0.003,0.031,0.238,0.471,0.628,0.687,0.802,0.861,0.906,0.948,0.977,0.982,0.979,0.978,0.984,0.999,0.98,0.863,0.602]
["NSF5","S",1.52481889,0.011254756,0.187085527,0.0588995392,1.42729015,129.141675,0,0,0,0,5,0,0,0,0,0,0,0,0.341,0.525,0.801,0.909,0.951,0.963,0.981,0.986,0.991,0.995,0.997,0.998,0.997,0.997,0.998,0.999,0.995,0.975,0.912,25,0,0,0,0,0,0,0,0,0.04,0.33,0.62,0.78,0.83,0.91,0.935,0.956,0.976,0.988,0.991,0.988,0.987,0.989,0.994,0.975,0.88,0.63]
["NSF56","S",1.73562085,0.0129624742,0.317487012,0.0612884288,1.95398203,161.559441,0,0,0,0,5,0,0,0,0,0,0,0,0.141421356237309,0.330151480384383,0.664830805543786,0.819756061276767,0.893867999203461,0.914877040918614,0.951314879522022,0.970051545022222,0.981325634027767,0.989949493661166,0.99498743710662,0.996493853468248,0.995991967839098,0.995991967839098,0.996995486449161,0.998999499499374,0.995991967839098,0.979285453787607,0.925742944882649,25,0,0,0,0,0,0,0,0,0,0.13,0.37,0.57,0.64,0.78,0.86,0.91,0.95,0.976,0.983,0.981,0.981,0.986,0.996,0.981,0.9,0.68]
["NSF57","S",1.87543831,0.0141749518,0.37375749,0.0640509927,2.30001797,177.389795,0,0,0,0,5,0,0,0,0,0,0,0,0.0547722557505166,0.251188643150958,0.549280271653058,0.757858283255199,0.856153361805735,0.884053915442494,0.933795269993701,0.958731515514182,0.974091870081587,0.985590683793987,0.992899890199125,0.994949236620531,0.994131525027134,0.993721658252011,0.995357086413901,0.999399278701272,0.995967610540955,0.977620481857096,0.915181021967255,25,0,0,0,0,0,0,0,0,1E-3,0.05,0.25,0.46,0.54,0.71,0.81,0.877,0.93,0.965,0.975,0.971,0.969,0.977,0.997,0.98,0.893,0.642]
["NSF57HT","S",1.87543831,0.0141749518,0.37375749,0.0640509927,2.30001797,177.389795,0,0,0,0,5,0,0,0,0,0,0,0,0.0547722557505166,0.251188643150958,0.617800850567411,0.810613083098949,0.890507548980228,0.911733914477672,0.946591757392985,0.963419912862701,0.975421088405763,0.986014229581586,0.993311114150567,0.995357086413901,0.994540716985073,0.994131525027134,0.995764268831363,0.999599679615461,0.995967610540955,0.977620481857096,0.915181021967255,25,0,0,0,0,0,0,0,0,1E-3,0.09,0.35,0.56,0.63,0.76,0.83,0.883,0.932,0.967,0.977,0.973,0.971,0.979,0.998,0.98,0.893,0.642]
["NSF57HTULTRA","S",1.87543831,0.0141749518,0.37375749,0.0640509927,2.30001797,177.389795,0,0,0,0,5,0,0,0,0,0,0,0,0.055,0.251,0.648,0.838,0.911,0.929,0.958,0.971,0.981,0.989,0.995,0.996,0.997,0.997,0.998,0.999599679615462,0.996,0.978,0.915,25,0,0,0,0,0,0,0,0,1E-3,0.114,0.413,0.627,0.693,0.805,0.864,0.908,0.947,0.973,0.981,0.983,0.985,0.988,0.998,0.98,0.893,0.642]
["NSF6","S",1.77931763,0.0133714182,0.338149866,0.0617533621,2.08734474,174.01759,0,0,0,0,5,0,0,0,0,0,0,0,0.0632455532033675,0.398107170553497,0.693144843155146,0.836674959469706,0.905870187270786,0.925767184880837,0.958731515514182,0.972531888820021,0.980233895363171,0.988330819954146,0.994336205201996,0.995967610540955,0.995560760891036,0.995153245093009,0.996576641332936,0.999198716919372,0.995560760891036,0.970285832756976,0.899850582921624,25,0,0,0,0,0,0,0,0,0.01,0.16,0.41,0.61,0.68,0.81,0.87,0.905,0.943,0.972,0.98,0.978,0.976,0.983,0.996,0.978,0.86,0.59]
["NSF64","S",1.59163762,0.0118623434,0.219908428,0.0594585499,1.46929315,133.310762,0,0,0,0,5,0,0,0,0,0,0,0,0.279284800875378,0.457165178026498,0.738918128076446,0.863712915267567,0.923038460737146,0.939148550549911,0.966436754267965,0.978263768111647,0.985393322486001,0.991967741410979,0.996493853468248,0.996995486449161,0.995991967839098,0.995991967839098,0.996995486449161,0.998999499499374,0.995991967839098,0.974679434480896,0.914877040918614,25,0,0,0,0,0,0,0,0,0.02,0.22,0.48,0.67,0.73,0.843,0.895,0.93,0.961,0.982,0.984,0.981,0.98,0.985,0.996,0.979,0.88,0.64]
["NSF66","S",2.0245976,0.0147053225,0.470187196,0.0692998276,2.59970433,161.817601,0,0,0,0,5,0,0,0,0,0,0,0,0,0.032,0.2,0.5,0.71,0.77,0.871,0.912,0.942,0.963,0.981,0.988,0.991,0.994,0.995,0.998,0.995,0.973,0.915,25,0,0,0,0,0,0,0,0,0,0,0.02,0.18,0.27,0.5,0.63,0.74,0.83,0.91,0.94,0.958,0.968,0.977,0.991,0.973,0.873,0.64]
["NSF6HT","S",1.77931763,0.0133714182,0.338149866,0.0617533621,2.08734474,174.01759,0,0,0,0,5,0,0,0,0,0,0,0,0.063,0.457,0.77,0.891,0.936,0.949,0.968,0.977,0.983,0.99,0.995,0.996,0.996,0.995,0.997,0.999,0.996,0.973,0.909,25,0,0,0,0,0,0,0,0,0.02,0.27,0.56,0.72,0.77,0.85,0.89,0.917,0.95,0.975,0.981,0.979,0.977,0.984,0.997,0.98,0.87,0.62]
["NSF6HTULTRA","S",1.77931763,0.0133714182,0.338149866,0.0617533621,2.08734474,174.01759,0,0,0,0,5,0,0,0,0,0,0,0,0.063,0.466,0.777,0.897,0.942,0.954,0.972,0.98,0.986,0.992,0.996,0.997,0.996,0.996,0.997,0.999,0.996,0.974,0.909,25,0,0,0,0,0,0,0,0,0.022,0.283,0.581,0.742,0.79,0.869,0.906,0.932,0.96,0.981,0.984,0.98,0.978,0.984,0.999,0.981,0.876,0.62]
["NSF8","S",1.55075812,0.0114338344,0.209816918,0.0582725652,1.46205491,133.24165,0,0,0,0,5,0,0,0,0,0,0,0,0.397,0.587,0.82,0.912,0.949,0.959,0.975,0.982,0.988,0.992,0.996,0.997,0.996,0.996,0.997,0.998,0.994,0.973,0.903,25,0,0,0,0,0,0,0,0,0.07,0.37,0.63,0.77,0.81,0.88,0.914,0.94,0.963,0.983,0.986,0.983,0.983,0.987,0.993,0.97,0.87,0.6]
["NSK10","S",1.34972093,0.00736272269,0.238587973,0.0253765327,0.9667336,103.502909,0,0,0,0,5,0,0,0,0,0.260768096208106,0.643428317685816,0.877496438739212,0.953939201416945,0.96591925128346,0.981325634027767,0.989949493661166,0.993981891183134,0.99498743710662,0.996995486449161,0.997496867163,0.997997995989972,0.998999499499374,0.998999499499374,0.998999499499374,0.998999499499374,0.998498873309329,0.998999499499374,0.998999499499374,0.995991967839098,0.983361581515161,0.923038460737146,25,0,0,0,0,0,0.11,0.52,0.79,0.84,0.91,0.95,0.97,0.975,0.985,0.987,0.99,0.995,0.996,0.996,0.994,0.993,0.995,0.994,0.98,0.92,0.67]
["NSK11","S",1.17963631,0.00680282081,0.229817295,0.0219737205,0.935789652,101.513232,0,0,0,0,5,0,0.241,0.46,0.693,0.837,0.934,0.975,0.988,0.99,0.992,0.994,0.995,0.996,0.997,0.997,0.998,0.999,0.999,0.999,0.999,0.999,0.999,0.999,0.997,0.983,0.939,25,0,0,0.02,0.16,0.41,0.71,0.88,0.94,0.95,0.963,0.97,0.975,0.98,0.985,0.988,0.99,0.994,0.997,0.996,0.995,0.995,0.996,0.995,0.984,0.92,0.73]
["NSK14","S",0.936155374,0.00461716525,0.594052018,0.016885927,1.04374583,103.736265,0,0,0,0,5,0,0.2,0.4,0.587,0.739,0.877,0.954,0.981,0.985,0.99,0.994,0.995,0.996,0.996,0.997,0.998,0.999,0.999,0.999,0.999,0.999,0.999,0.999,0.996,0.979,0.912,25,0,0,0,0.07,0.22,0.52,0.79,0.91,0.93,0.952,0.97,0.975,0.978,0.983,0.985,0.988,0.993,0.995,0.995,0.995,0.995,0.995,0.994,0.98,0.9,0.63]
["NSK15","S",1.30417786,0.00695051276,0.28584116,0.0232023703,0.974781572,99.016884,0,0,0,0,5,0,0,0,0.1,0.379473319220205,0.709929573971953,0.89162772500635,0.956556323485449,0.967987603226405,0.981325634027767,0.987927122818277,0.991967741410979,0.992975326984512,0.99498743710662,0.995489829179585,0.996493853468248,0.997997995989972,0.998498873309329,0.998498873309329,0.998498873309329,0.998498873309329,0.998999499499374,0.997997995989972,0.99498743710662,0.979285453787607,0.908845421400141,25,0,0,0,0,0,0.18,0.562999999999999,0.8,0.85,0.91,0.941,0.96,0.966,0.974,0.978,0.982,0.99,0.993,0.993,0.992,0.992,0.994,0.991,0.975,0.9,0.62]
["NSK16","S",1.34317774,0.00704687339,0.241144399,0.0229005,0.994317969,92.7508526,0,0,0,0,5,0,0.1,0.251,0.457,0.643,0.832,0.931,0.97,0.977,0.985,0.991,0.994,0.995,0.996,0.996,0.997,0.998,0.999,0.999,0.998,0.999,0.999,0.999,0.995,0.975,0.884,25,0,0,0,0.02,0.11,0.4,0.7,0.86,0.89,0.93,0.956,0.97,0.974,0.979,0.981,0.984,0.991,0.994,0.994,0.993,0.994,0.996,0.995,0.973,0.88,0.54]
["NSK18","S",1.53857004,0.00863201486,0.0985934131,0.0367156464,1.02309528,100.118441,0,0,0,0,5,0,0,0,0,0.1,0.458257569495584,0.787400787401181,0.92736184954957,0.948683298050513,0.974679434480896,0.983361581515161,0.989949493661166,0.99045444115315,0.991967741410979,0.99247166206396,0.993981891183134,0.996995486449161,0.997997995989972,0.997997995989972,0.997997995989972,0.997997995989972,0.998498873309329,0.997997995989972,0.99498743710662,0.979285453787607,0.911043357914429,25,0,0,0,0,0,0.01,0.3,0.69,0.77,0.87,0.92,0.95,0.954,0.96,0.964,0.971,0.984,0.99,0.991,0.99,0.991,0.993,0.991,0.975,0.9,0.62]
["NSK2","S",1.28189012,0.0072719164,0.257738258,0.0242823527,0.96818604,110.377773,0,0,0,0,5,0,0.141,0.319,0.525,0.71,0.867,0.951,0.983,0.988,0.994,0.996,0.997,0.997,0.997,0.996,0.996,0.998,0.999,0.999,0.999,0.999,0.999,0.999,0.997,0.985,0.947,25,0,0,0,0.04,0.18,0.49,0.78,0.92,0.94,0.97,0.979,0.984,0.985,0.984,0.982,0.983,0.99,0.995,0.995,0.994,0.994,0.995,0.995,0.988,0.93,0.76]
["NSK2HT","S",1.28189012,0.0072719164,0.257738258,0.0242823527,0.96818604,110.377773,0,0,0,0,5,0,0.1,0.361,0.62,0.809,0.932,0.977,0.991,0.993,0.996,0.997,0.998,0.998,0.998,0.998,0.998,0.999,0.999,0.999,0.999,0.999,0.999,0.999,0.997,0.988,0.943,25,0,0,0,0.092,0.346,0.703,0.892,0.957,0.968,0.98,0.986,0.99,0.991,0.992,0.991,0.992,0.995,0.997,0.997,0.996,0.996,0.997,0.996,0.987,0.94,0.748]
["NSK4","S",1.32993741,0.00716874107,0.228542996,0.0246455892,0.988465211,100.886364,0,0,0,0,5,0,0,0,0,0.319,0.725,0.906,0.963,0.973,0.986,0.992,0.995,0.996,0.997,0.997,0.997,0.998,0.999,0.999,0.999,0.999,0.999,0.999,0.995,0.979,0.909,25,0,0,0,0,0,0.2,0.61,0.83,0.87,0.93,0.96,0.975,0.979,0.983,0.983,0.985,0.992,0.995,0.995,0.995,0.995,0.996,0.993,0.977,0.9,0.62]
["NSK5","S",0.991463823,0.00522730467,0.495982121,0.0172733646,0.987393925,98.3594579,0,0,0,0,5,0.173,0.3,0.458,0.632,0.768,0.894,0.959,0.986,0.988,0.992,0.994,0.996,0.997,0.997,0.997,0.998,0.999,0.999,0.999,0.999,0.999,0.999,0.999,0.996,0.981,0.917,25,0,0,0.02,0.1,0.27,0.58,0.82,0.93,0.94,0.96,0.971,0.981,0.983,0.986,0.987,0.989,0.994,0.996,0.995,0.993,0.994,0.995,0.997,0.98,0.91,0.64]
["NSSK2","S",1.4306027,0.00823982975,0.153150554,0.0333736841,1.01390904,106.870822,0,0,0,0,5,0,0,0,0,0,0.29,0.758,0.923,0.944,0.97,0.983,0.991,0.992,0.995,0.996,0.997,0.998,0.999,0.999,0.999,0.999,0.999,0.998,0.996,0.986,0.936,25,0,0,0,0,0,0,0.25,0.67,0.75,0.86,0.92,0.954,0.963,0.975,0.98,0.985,0.992,0.995,0.995,0.993,0.994,0.996,0.992,0.981,0.93,0.72]
["NSSK5","S",1.59222659,0.00920284626,0.103520774,0.0423530072,1.05174016,106.927374,0,0,0,0,5,0,0,0,0,0,0.13,0.58,0.853,0.897,0.947,0.97,0.979,0.981,0.988,0.991,0.994,0.996,0.998,0.998,0.998,0.998,0.998,0.998,0.996,0.981,0.92,25,0,0,0,0,0,0,0.06,0.45,0.58,0.76,0.86,0.9,0.91,0.94,0.956,0.968,0.982,0.99,0.993,0.992,0.992,0.993,0.99,0.98,0.91,0.66]
["NSSK8","S",1.44857867,0.00869310149,0.117965926,0.0421566593,1.06937528,111.300666,0,0,0,0,5,0,0,0,0,0,0,0.44,0.791,0.852,0.92,0.959,0.975,0.979,0.987,0.991,0.994,0.997,0.998,0.998,0.998,0.998,0.999,0.999,0.996,0.979,0.92,25,0,0,0,0,0,0,0.01,0.31,0.45,0.66,0.81,0.88,0.9,0.937999999999999,0.955,0.969,0.984,0.992,0.992,0.99,0.991,0.994,0.993,0.98,0.9,0.66]
["NZK7","S",1.07715032,6.76601657E-3,0.168079109,0.0230642817,0.851889892,89.0498778,0,0,0,0,5,0,0.179,0.47,0.701,0.828,0.923,0.97,0.985,0.988,0.991,0.993,0.995,0.995,0.996,0.997,0.998,0.999,0.999,0.999,0.999,0.999,0.999,0.999,0.995,0.986,0.92,25,0,0,0.03,0.17,0.39,0.67,0.86,0.93,0.94,0.956,0.969,0.975,0.977,0.981,0.984,0.988,0.993,0.995,0.995,0.994,0.994,0.996,0.994,0.976,0.93,0.66]
["NZK7A","S",1.07509891,6.76601657E-3,0.168895044,0.0230642817,0.860503983,89.0498778,0,0,0,0,5,0,0.179,0.47,0.701,0.828,0.923,0.97,0.985,0.988,0.991,0.993,0.995,0.995,0.996,0.997,0.998,0.999,0.999,0.999,0.999,0.999,0.999,0.999,0.995,0.986,0.92,25,0,0,0.03,0.17,0.39,0.67,0.86,0.93,0.94,0.956,0.969,0.975,0.977,0.981,0.984,0.988,0.993,0.995,0.995,0.994,0.994,0.996,0.994,0.976,0.93,0.66]
["PBK7","S",1.18318503,0.00722141956,0.0871756426,0.0268216805,1.03133701,101.702362,0,0,0,0,5,0,0,0.0632455532033675,0.424264068711928,0.751664818918645,0.939148550549911,0.985393322486001,0.994484791236145,0.995991967839098,0.996995486449161,0.997997995989972,0.998498873309329,0.998498873309329,0.998498873309329,0.998999499499374,0.998999499499374,0.998999499499374,0.999499874937461,0.999499874937461,0.999499874937461,0.999499874937461,0.999499874937461,0.999499874937461,0.995991967839098,0.983361581515161,0.931128347758782,25,0,0,0,0.02,0.24,0.73,0.93,0.973,0.979,0.986,0.99,0.992,0.993,0.994,0.994,0.995,0.996,0.997,0.997,0.997,0.997,0.997,0.999,0.979,0.92,0.7]
["PK1","S",0.933773217,5.43685564E-3,0.300776039,0.0166532403,0.937601195,96.1682627999999,0,0,0,0,5,0.42,0.69,0.87,0.94,0.974,0.99,0.996,0.996,0.996,0.996,0.998,0.998,0.998,0.998,0.998,0.998,0.998,0.998,0.999,0.999,0.999,0.999,0.999,0.995,0.985,0.91,25,0,0.16,0.509,0.75,0.88,0.953,0.981,0.982,0.982,0.982,0.99,0.99,0.991,0.991,0.991,0.991,0.992,0.993,0.994,0.994,0.994,0.995,0.995,0.975,0.93,0.64]
["PK2","S",1.20921993,0.00733975047,0.0668873331,0.0286495917,1.01818125,101.852918,0,0,0,0,5,0,0.03,0.22,0.57,0.8,0.94,0.981,0.992,0.993,0.994,0.997,0.998,0.998,0.998,0.998,0.998,0.998,0.998,0.998,0.998,0.998,0.998,0.998,0.993,0.968,0.89,25,0,0,0,0.06,0.34,0.73,0.91,0.96,0.965,0.97,0.985,0.992,0.992,0.992,0.992,0.992,0.992,0.992,0.992,0.992,0.992,0.993,0.992,0.966,0.85,0.55]
["PK3","S",1.14966186,0.00670136254,0.147545553,0.0227276225,1.03051868,103.151953,0,0,0,0,5,0,0,0.37,0.68,0.86,0.955,0.985,0.993,0.994,0.995,0.997,0.998,0.998,0.998,0.998,0.998,0.998,0.999,0.999,0.999,0.999,0.999,0.998,0.995,0.968,0.89,25,0,0,0,0.15,0.48,0.8,0.93,0.968,0.971,0.974,0.985,0.99,0.99,0.99,0.99,0.99,0.991,0.994,0.994,0.994,0.994,0.995,0.992,0.976,0.85,0.56]
["PK50","S",1.20726293,0.00683502578,0.0774484721,0.0252755259,0.770552379,84.1707063,0,0,0,0,5,0,0,0,0.24,0.45,0.74,0.92,0.973,0.979,0.988,0.992,0.993,0.993,0.99,0.99,0.99,0.995,0.998,0.998,0.998,0.998,0.998,0.998,0.968,0.75,0.53,25,0,0,0,0,0.02,0.22,0.66,0.87,0.9,0.94,0.959,0.965,0.965,0.952,0.94,0.953,0.976,0.989,0.992,0.99,0.99,0.99,0.99,0.85,0.23,0.04]
["PK51","L",2.3095538,-0.0057099342,0.0095910979,{"v":0.00014455285,"d":"1.45E-04"},{"v":-5.141377E-6,"d":"-5.14E-06"},{"v":3.5994942E-7,"d":"3.60E-07"},0,0,0,0,5,0,0,0,0,0.29,0.57,0.84,0.95,0.961,0.981,0.99,0.992,0.992,0.991,0.992,0.995,0.997,0.999,0.998,0.998,0.997,0.997,0,0,0,0,25,0,0,0,0,0,0.06,0.41,0.76,0.82,0.91,0.95,0.96,0.961,0.955,0.96,0.974,0.987,0.993,0.992,0.989,0.986,0.985,0,0,0,0]
["PK51A","S",1.15610775,0.00585597402,0.153229344,0.0194072416,0.785618966,140.537046,0,0,0,0,5,0,0,0.48,0.56,0.66,0.84,0.94,0.98,0.986,0.992,0.994,0.995,0.995,0.995,0.995,0.995,0.996,0.996,0.997,0.997,0.997,0.997,0.997,0.997,0.993,0.983,25,0,0,0.03,0.06,0.12,0.42,0.72,0.9,0.93,0.96,0.972,0.974,0.975,0.976,0.976,0.977,0.98,0.982,0.983,0.983,0.984,0.984,0.985,0.985,0.965,0.92]
["PLAF37","S",1.76003244,0.00938006396,0.248286745,0.0360537464,1.15935122,86.4324692999999,0,0,0,0,5,0,0,0,0.2,0.525,0.806,0.915,0.959,0.967,0.979,0.985,0.99,0.991,0.993,0.995,0.996,0.998,0.999,0.999,0.999,0.999,0.999,0.999,0.995,0.973,0.867,25,0,0,0,0,0.04,0.34,0.64,0.81,0.845,0.9,0.93,0.95,0.955,0.967,0.975,0.983,0.991,0.994,0.994,0.994,0.995,0.996,0.996,0.976,0.87,0.49]
["PLAK35","S",1.3932426,0.00715959695,0.418882766,0.0233637446,1.043807,88.3284426,0,0,0,0,5,0,0.161,0.397,0.594,0.732,0.864,0.942,0.975,0.981,0.988,0.992,0.994,0.994,0.995,0.996,0.997,0.998,0.999,0.998,0.998,0.998,0.998,0.999,0.996,0.973,0.871,25,0,0,0.005,0.06,0.21,0.48,0.74,0.88,0.907,0.94,0.96,0.97,0.973,0.977,0.98,0.985,0.992,0.994,0.993,0.992,0.992,0.993,0.999,0.981,0.87,0.5]
["PLASF47","S",1.85543101,0.0100328203,0.315854649,0.0387095168,1.28561839,94.5421506999999,0,0,0,0,5,0,0,0,0,0.11,0.5,0.811,0.918,0.936,0.963,0.977,0.983,0.985,0.99,0.992,0.995,0.997,0.999,0.999,0.999,0.999,0.999,0.999,0.996,0.975,0.881,25,0,0,0,0,0,0.03,0.35,0.65,0.72,0.83,0.89,0.92,0.93,0.95,0.963,0.975,0.988,0.994,0.994,0.995,0.995,0.996,0.998,0.981,0.88,0.53]
["PLASF50","S",1.84910553,0.00999234757,0.329828674,0.0387437988,1.30400901,95.8967681,0,0,0,0,5,0,0,0,0,0.179,0.54,0.811,0.918,0.936,0.963,0.977,0.983,0.985,0.99,0.992,0.995,0.997,0.998,0.998,0.998,0.998,0.999,0.999,0.996,0.975,0.881,25,0,0,0,0,0,0.03,0.35,0.65,0.72,0.83,0.89,0.92,0.93,0.95,0.963,0.975,0.987,0.992,0.992,0.992,0.993,0.995,0.998,0.981,0.88,0.53]
["PLASF51","S",1.84568806,0.00988495571,0.3390016,0.0378097402,1.32418921,97.841543,0,0,0,0,5,0,0,0,0,0.11,0.5,0.811,0.918,0.936,0.963,0.977,0.983,0.985,0.99,0.992,0.995,0.997,0.998,0.998,0.998,0.998,0.999,0.999,0.996,0.975,0.881,25,0,0,0,0,0,0.03,0.35,0.65,0.72,0.83,0.89,0.92,0.93,0.95,0.963,0.975,0.987,0.992,0.992,0.992,0.993,0.995,0.998,0.981,0.88,0.53]
["PPK53","S",0.960316767,5.31032986E-3,0.340437227,0.0175073434,0.777865595,106.87533,0,0,0,0,5,0,0,0.055,0.197,0.425,0.718,0.903,0.97,0.979,0.99,0.995,0.997,0.997,0.997,0.997,0.998,0.999,0.999,0.999,0.999,0.998,0.998,0.999,0.99,0.887,0.758,25,0,0,0,0,0.01,0.19,0.6,0.86,0.9,0.95,0.976,0.985,0.985,0.985,0.987,0.99,0.995,0.997,0.996,0.994,0.992,0.992,0.994,0.954,0.55,0.25]
["PSF67","S",1.97464225,0.0145772324,0.467095921,0.0669790359,2.43154209,157.444895,0,0,0,0,5,0,0,0,0,0,0,0,0,0,0.104880885,0.3,0.525305560880753,0.603417633654516,0.757858283255199,0.840717055706067,0.899850582921624,0.949069780205868,0.976962741533791,0.985590683793987,0.988958863769795,0.990210186454331,0.991455215769501,0.996981836279373,0.996981836279373,0.991868839282566,0.972531888820021,25,0,0,0,0,0,0,0,0,0,0,0,0.04,0.08,0.25,0.42,0.59,0.77,0.89,0.93,0.946,0.952,0.958,0.985,0.985,0.96,0.87]
["PSF68","S",2.3330067,0.0168838419,0.452961396,0.0716086325,1.25172339,118.707479,0,0,0,0,5,0,0,0,0,0,0,0,0,0,0,0,0.084,0.19,0.55,0.758,0.871,0.951,0.988,0.994,0.997,0.998,0.998,0.999,0.998,0.988,0.951,25,0,0,0,0,0,0,0,0,0,0,0,0,0,0.05,0.25,0.5,0.78,0.94,0.973,0.985,0.989,0.993,0.998,0.99,0.94,0.78]
["PSF69","S",1.62594647,0.0121696677,0.235927609,0.0600710405,1.67434623,145.651908,0,0,0,0,5,0,0,0,0,0,0,0,0.4,0.603,0.828,0.92,0.957,0.966,0.981,0.988,0.992,0.996,0.998,0.999,0.998,0.998,0.999,0.999,0.996,0.977,0.926,25,0,0,0,0,0,0,0,0.00899999999999999,0.08,0.39,0.66,0.8,0.84,0.91,0.94,0.964,0.983,0.992,0.994,0.993,0.993,0.994,0.998,0.983,0.89,0.68]
["PSF8","S",1.55370411,0.011658267,0.206332561,0.0582087757,1.39708831,130.748028,0,0,0,0,5,0,0,0,0,0,0,0.032,0.51,0.684,0.864,0.934,0.961,0.968,0.979,0.985,0.99,0.994,0.997,0.997,0.997,0.997,0.997,0.999,0.995,0.968,0.894,25,0,0,0,0,0,0,0,0.04,0.15,0.48,0.71,0.82,0.85,0.9,0.93,0.95,0.972,0.986,0.987,0.984,0.984,0.988,0.997,0.977,0.85,0.57]
["PSK2","S",1.17976082,0.00647987952,0.246686581,0.0204066657,0.989456945,95.2624655,0,0,0,0,5,0,0.09,0.31,0.57,0.75,0.9,0.961,0.983,0.988,0.992,0.994,0.995,0.996,0.997,0.997,0.997,0.998,0.999,0.999,0.999,0.999,0.999,0.999,0.997,0.981,0.92,25,0,0,0,0.06,0.23,0.58,0.82,0.92,0.94,0.96,0.97,0.974,0.982,0.983,0.985,0.987,0.99,0.993,0.995,0.995,0.996,0.998,0.995,0.985,0.91,0.66]
["PSK3","S",0.88727211,0.00469824067,0.489592425,0.0161818463,1.04865296,104.374975,0,0,0,0,5,0.11,0.29,0.5,0.68,0.85,0.95,0.983,0.992,0.994,0.996,0.997,0.997,0.998,0.998,0.998,0.998,0.999,0.999,0.999,0.999,0.999,0.999,0.998,0.996,0.977,0.91,25,0,0,0,0.15,0.44,0.76,0.92,0.96,0.97,0.98,0.983,0.987,0.989,0.989,0.991,0.992,0.995,0.995,0.995,0.995,0.994,0.993,0.99,0.978,0.89,0.63]
["PSK50","S",1.32203488,0.00727864547,0.0723081273,0.0279921673,0.866999557,91.0643022999999,0,0,0,0,5,0,0,0,0.01,0.13,0.35,0.6,0.82,0.89,0.94,0.959,0.968,0.975,0.981,0.985,0.988,0.994,0.995,0.996,0.996,0.996,0.996,0,0,0,0,25,0,0,0,0,0,0,0.08,0.37,0.56,0.72,0.81,0.85,0.88,0.91,0.93,0.94,0.97,0.975,0.98,0.98,0.979,0.978,0,0,0,0]
["PSK51","L",2.4879027,-0.01075661,{"v":0.012536264,"d":"1.25E-02"},{"v":5.4836166e-05,"d":"5.48E-05"},{"v":1.2854947E-5,"d":"1.29E-05"},{"v":-5.1228942E-7,"d":"-5.12E-07"},0,0,0,0,5,0.01,0.06,0.15,0.28,0.46,0.686,0.86,0.946,0.965,0.98,0.983,0.985,0.986,0.99,0.992,0.993,0.996,0.998,0.998,0.998,0.998,0.998,0,0,0,0]
["PSK52","S",1.23651155,0.00627578565,0.296554553,0.0190340962,0.938996044,97.6590882,0,0,0,0,5,0,0,0,0,0.08,0.27,0.5,0.73,0.78,0.85,0.92,0.954,0.968,0.981,0.983,0.99,0.994,0.996,0.996,0.996,0.996,0.996,0.995,0.97,0.96,0.88,25,0,0,0,0,0,0,0.03,0.21,0.29,0.45,0.66,0.79,0.85,0.91,0.92,0.95,0.968,0.981,0.982,0.981,0.98,0.979,0,0,0,0]
["PSK53","L",2.5852417,-0.0094290947,0.01407447,{"v":0.00027924791,"d":"2.79E-04"},{"v":-1.2779218E-5,"d":"-1.28E-05"},{"v":9.4769182e-07,"d":"9.48E-07"},0,0,0,0,5,0,0,0,0.02,0.05,0.26,0.57,0.78,0.82,0.88,0.93,0.96,0.973,0.983,0.988,0.993,0.996,0.997,0.997,0.997,0.997,0.997,0.995,0.985,0.97,0.94,25,0,0,0,0,0,0,0.06,0.28,0.37,0.52,0.69,0.81,0.87,0.92,0.94,0.965,0.981,0.986,0.986,0.985,0.984,0.983,0,0,0,0]
["PSK53A","S",1.3434087,0.00675074317,0.241417935,0.0219910513,0.952896897,103.551457,0,0,0,0,5,0,0,0,0,0.07,0.5,0.83,0.93,0.953,0.97,0.979,0.983,0.984,0.985,0.987,0.989,0.993,0.994,0.996,0.997,0.998,0.998,0,0,0,0,25,0,0,0,0,0,0,0,0,0,0,0,0.92,0,0,0,0,0,0,0,0,0,0,0,0,0,0]
["PSK54","S",1.31533278,7.19144117E-3,0.163047369,0.0229836538,0.69149477,91.184782,0,0,0,0,5,0,0,0,0,0.06,0.26,0.61,0.83,0.87,0.93,0.96,0.972,0.978,0.983,0.986,0.99,0.994,0.997,0.998,0.998,0.998,0.998,0.995,0.975,0.84,0.67,25,0,0,0,0,0,0,0,0,0,0,0,0.87,0,0,0,0,0,0,0,0,0,0,0,0,0,0]
["PSK57","S",1.31053414,0.00740877235,0.169376189,0.0254563489,1.10987714,107.751087,0,0,0,0,5,0,0,0,0.351,0.693,0.906,0.973,0.99,0.992,0.994,0.996,0.997,0.997,0.997,0.998,0.998,0.999,0.999,0.999,0.999,0.999,0.999,0.999,0.995,0.977,0.912,25,0,0,0,0,0.16,0.61,0.87,0.95,0.96,0.973,0.98,0.984,0.985,0.987,0.989,0.991,0.995,0.997,0.997,0.997,0.997,0.997,0.997,0.978,0.89,0.63]
["PSK57Q1","S",1.30536483,7.36408831E-3,0.171434328,0.0255786047,1.10117219,106.72606,0,0,0,0,5,0,0,0,0.350713558335003,0.69282032302755,0.906090503205943,0.972625313263026,0.989949493661166,0.991967741410979,0.994484791236145,0.995991967839098,0.996995486449161,0.996995486449161,0.997496867163,0.997997995989972,0.997997995989972,0.998999499499374,0.999499874937461,0.999499874937461,0.999499874937461,0.999499874937461,0.999499874937461,0.999499874937461,0.995489829179585,0.976729235765982,0.911592014006265,25,0,0,0,0,0.16,0.61,0.87,0.95,0.96,0.973,0.98,0.984,0.985,0.987,0.989,0.991,0.995,0.997,0.997,0.997,0.997,0.997,0.997,0.978,0.89,0.63]
["PSK58A","S",1.3167841,0.00720717498,0.171154756,0.0245659595,1.12501473,102.739728,0,0,0,0,5,0,0,0.045,0.259,0.603,0.867,0.961,0.985,0.99,0.993,0.995,0.997,0.997,0.997,0.997,0.998,0.998,0.999,0.998,0.998,0.997,0.997,0.998,0.992,0.961,0.864,25,0,0,0,0,0.08,0.49,0.82,0.93,0.95,0.965,0.977,0.984,0.985,0.986,0.987,0.989,0.993,0.994,0.992,0.989,0.988,0.988,0.991,0.961,0.82,0.48]
["PSK60","S",1.40790442,0.00784382378,0.143381417,0.0287769365,1.16513947,105.373397,0,0,0,0,5,0,0.1,0.387,0.693,0.864,0.951,0.983,0.993,0.995,0.996,0.997,0.998,0.998,0.999,0.999,0.999,0.999,0.999,0.999,0.999,0.999,0.999,0.999,0.996,0.979,0.912,25,0,0,0.005,0.16,0.48,0.78,0.92,0.967,0.974,0.983,0.988,0.992,0.993,0.994,0.994,0.995,0.997,0.998,0.998,0.996,0.996,0.997,0.998,0.983,0.9,0.63]
["SF1","S",1.55912923,0.0121481001,0.284246288,0.0534549042,0.968842926,112.174809,0,0,0,0,5,0,0,0,0,0,0,0.548,0.871,0.915,0.954,0.973,0.983,0.986,0.992,0.995,0.997,0.999,0.999,0.999,0.999,0.999,0.999,0.999,0.997,0.979,0.939,25,0,0,0,0,0,0,0.03,0.5,0.64,0.79,0.87,0.92,0.93,0.961,0.976,0.984,0.993,0.996,0.996,0.995,0.995,0.996,0.996,0.985,0.9,0.73]
["SF10","S",1.61625977,0.0127534559,0.259229334,0.0581983954,1.07762317,116.60768,0,0,0,0,5,0,0,0,0,0,0,0,0.141,0.283,0.6,0.82,0.928,0.954,0.983,0.992,0.996,0.998,0.999,0.999,0.999,0.999,0.999,0.999,0.997,0.983,0.947,25,0,0,0,0,0,0,0,0,0,0.06,0.37,0.69,0.79,0.92,0.961,0.978,0.989,0.995,0.995,0.993,0.993,0.995,0.997,0.987,0.92,0.76]
["SF11","S",1.73848403,0.0136068604,0.311168974,0.0615960463,1.17490871,121.922711,0,0,0,0,5,0,0,0,0,0,0,0,0,0,0,0.424264068711928,0.724568837309472,0.806225774829855,0.931128347758782,0.970051545022222,0.987927122818277,0.99498743710662,0.997997995989972,0.997997995989972,0.997997995989972,0.997997995989972,0.998498873309329,0.999499874937461,0.996493853468248,0.985393322486001,0.931128347758782,25,0,0,0,0,0,0,0,0,0,0,0.01,0.2,0.34,0.7,0.86,0.94,0.976,0.989,0.991,0.991,0.991,0.993,0.997,0.982,0.93,0.7]
["SF12","S",1.39867348,0.0103415646,0.238403762,0.0492696913,1.03604466,118.327782,0,0,0,0,5,0,0,0,0,0,0,0.17,0.67,0.79,0.91,0.963,0.986,0.988,0.992,0.994,0.997,0.998,0.999,0.999,0.999,0.999,0.999,0.999,0.999,0.981,0.94,25,0,0,0,0,0,0,0,0.14,0.3,0.63,0.83,0.93,0.94,0.961,0.971,0.984,0.991,0.995,0.995,0.995,0.995,0.997,0.996,0.995,0.91,0.74]
["SF13","S",1.65582508,0.0131676446,0.257423297,0.0604328022,1.09216931,116.322468,0,0,0,0,5,0,0,0,0,0,0,0,0,0.05,0.4,0.71,0.87,0.91,0.966,0.983,0.992,0.997,0.999,0.999,0.999,0.999,0.999,0.999,0.999,0.986,0.95,25,0,0,0,0,0,0,0,0,0,0.01,0.18,0.5,0.62,0.84,0.92,0.96,0.984,0.994,0.994,0.994,0.995,0.995,0.995,0.995,0.93,0.76]
["SF14","S",1.69182538,0.0133151542,0.285919934,0.0612647445,1.12595145,118.405242,0,0,0,0,5,0,0,0,0,0,0,0,0,0.01,0.18,0.53,0.78,0.84,0.94,0.973,0.988,0.995,0.998,0.998,0.999,0.999,0.999,0.999,0.999,0.991,0.95,25,0,0,0,0,0,0,0,0,0,0,0.04,0.28,0.41,0.74,0.87,0.94,0.975,0.989,0.99,0.995,0.996,0.998,0.998,0.995,0.955,0.77]
["SF15","S",1.53925927,0.0119307961,0.247620926,0.0556077536,1.03816409,116.416747,0,0,0,0,5,0,0,0,0,0,0,0,0.19,0.39,0.73,0.89,0.954,0.968,0.988,0.993,0.996,0.998,0.999,0.999,0.999,0.999,0.999,0.999,0.996,0.981,0.94,25,0,0,0,0,0,0,0,0,0.01,0.21,0.57,0.79,0.85,0.94,0.965,0.98,0.99,0.994,0.996,0.998,0.998,0.998,0.998,0.98,0.91,0.75]
["SF16","S",1.40807178,0.010673977,0.222238425,0.049664692,0.927122336,110.90033,0,0,0,0,5,0,0,0,0,0.02,0.41,0.86,0.959,0.968,0.981,0.99,0.992,0.994,0.996,0.997,0.998,0.999,0.999,0.999,0.999,0.999,0.999,0.999,0.998,0.977,0.93,25,0,0,0,0,0,0,0.47,0.81,0.85,0.91,0.95,0.96,0.969,0.979,0.984,0.988,0.994,0.997,0.998,0.998,0.998,0.998,0.998,0.99,0.89,0.71]
["SF17","L",2.6432169,-0.0088860441,0.025631865,{"v":1.0760709E-3,"d":"1.08E-03"},{"v":-3.352357e-05,"d":"-3.35E-05"},{"v":6.4052431e-06,"d":"6.41E-06"},0,0,0,0,5,0,0,0,0,0.01,0.46,0.86,0.94,0.965,0.975,0.985,0.99,0.993,0.995,0.996,0.998,0.999,0.999,0.999,0.999,0.999,0.999,0.999,0.997,0.98,0.95]
["SF18","S",1.56441436,0.0121863935,0.29141358,0.0535567966,0.960307888,111.451201,0,0,0,0,5,0,0,0,0,0,0.02,0.53,0.83,0.88,0.93,0.954,0.97,0.975,0.986,0.99,0.996,0.999,0.999,0.999,0.999,0.999,0.999,0.999,0.998,0.981,0.94,25,0,0,0,0,0,0,0.04,0.4,0.52,0.69,0.79,0.86,0.88,0.93,0.95,0.98,0.993,0.996,0.996,0.996,0.996,0.997,0.995,0.99,0.91,0.73]
["SF19","S",1.45495978,0.0109532717,0.237838143,0.0505230583,0.958586139,109.770239,0,0,0,0,5,0,0,0,0,0,0.27,0.81,0.93,0.95,0.966,0.977,0.983,0.988,0.992,0.994,0.996,0.998,0.999,0.999,0.999,0.999,0.999,0.999,0.998,0.983,0.95,25,0,0,0,0,0,0,0.34,0.71,0.77,0.84,0.89,0.92,0.94,0.96,0.97,0.98,0.991,0.995,0.998,0.998,0.998,0.998,0.995,0.991,0.92,0.77]
["SF1G7","L",2.8366457,-0.01005214,0.031584049,{"v":0.0017491597,"d":"1.75E-03"},{"v":-7.89642519999999e-05,"d":"-7.90E-05"},{"v":1.1858651E-5,"d":"1.19E-05"},0,0,0,0]
["SF2","S",1.40301821,0.0105795466,0.231767504,0.0493226978,0.939056586,112.405955,0,0,0,0,5,0,0,0,0,0,0.332,0.82,0.936,0.954,0.973,0.983,0.991,0.992,0.995,0.996,0.998,0.999,0.999,0.999,0.999,0.999,0.999,0.999,0.997,0.975,0.934,25,0,0,0,0,0,0,0.37,0.72,0.79,0.87,0.92,0.954,0.962,0.975,0.982,0.988,0.993,0.995,0.995,0.995,0.994,0.996,0.996,0.985,0.88,0.71]
["SF3","S",1.57230542,0.0120382183,0.339661149,0.0531603583,1.03593712,120.005381,0,0,0,0,5,0,0,0,0,0,0,0.43,0.81,0.86,0.92,0.95,0.97,0.975,0.986,0.992,0.995,0.998,0.998,0.999,0.999,0.999,0.999,0.999,0.987,0.981,0.95,25,0,0,0,0,0,0,0,0.34,0.46,0.65,0.78,0.86,0.88,0.93,0.96,0.977,0.99,0.993,0.995,0.997,0.997,0.998,0.995,0.986,0.91,0.76]
["SF4","S",1.61957826,0.0125502104,0.339493189,0.0544559822,1.02566931,117.652222,0,0,0,0,5,0,0,0,0,0,0,0.3,0.775,0.852,0.928,0.961,0.977,0.981,0.99,0.993,0.996,0.998,0.999,0.999,0.999,0.999,0.999,0.999,0.998,0.981,0.942,25,0,0,0,0,0,0,0,0.28,0.45,0.69,0.82,0.89,0.91,0.95,0.967,0.98,0.991,0.996,0.996,0.995,0.995,0.996,0.996,0.989,0.91,0.74]
["SF4G6","L",2.9605895,-0.00793682639999999,0.037513375,{"v":1.8634691E-3,"d":"1.86E-03"},{"v":-6.5403181e-05,"d":"-6.54E-05"},{"v":1.3765657E-5,"d":"1.38E-05"},0,0,0,0]
["SF5","S",1.46141885,0.0111826126,0.247713019,0.0508594669,0.949995832,112.041888,0,0,0,0,5,0,0,0,0,0,0.447,0.791,0.939,0.956,0.975,0.983,0.99,0.992,0.995,0.996,0.998,0.999,0.999,0.999,0.999,0.999,0.999,0.999,0.997,0.979,0.942,25,0,0,0,0,0,0,0.31,0.73,0.8,0.88,0.92,0.95,0.959,0.973,0.982,0.988,0.993,0.996,0.996,0.995,0.995,0.996,0.996,0.987,0.9,0.74]
["SF50","L",2.6574144,-0.0095545655,0.025081498,{"v":0.001535087,"d":"1.54E-03"},{"v":-9.1737353e-05,"d":"-9.17E-05"},{"v":9.9741416e-06,"d":"9.97E-06"},0,0,0,0,5,0,0,0,0,0,0,0.46,0.84,0.91,0.961,0.986,0.992,0.995,0.997,0.998,0.999,0.999,0.999,0.999,0.999,0.999,0.999,0,0,0,0,25,0,0,0,0,0,0,0,0.41,0.63,0.82,0.93,0.96,0.973,0.985,0.989,0.995,0.997,0.998,0.998,0.998,0.998,0.998,0,0,0,0]
["SF51","L",2.6785087,-0.011867542,0.023037272,0.0022651418,{"v":-0.00020072278,"d":"-2.01E-04"},{"v":1.6380215e-05,"d":"1.64E-05"},0,0,0,0,5,0,0,0,0,0,0,0.02,0.47,0.65,0.85,0.93,0.963,0.977,0.988,0.991,0.995,0.997,0.999,0.999,0.998,0.998,0.998,0,0,0,0,25,0,0,0,0,0,0,0,0,0.12,0.45,0.71,0.83,0.89,0.94,0.954,0.975,0.987,0.993,0.993,0.992,0.992,0.992,0,0,0,0]
["SF52","L",2.7576175,-0.0097069196,0.029008907,{"v":0.0016834427,"d":"1.68E-03"},{"v":-8.6832245e-05,"d":"-8.68E-05"},{"v":1.1266792E-5,"d":"1.13E-05"},0,0,0,0,5,0,0,0,0,0,0,0.18,0.76,0.85,0.954,0.983,0.99,0.992,0.994,0.995,0.998,0.999,0.999,0.999,0.999,0.999,0.999,0,0,0,0,25,0,0,0,0,0,0,0,0.25,0.45,0.79,0.92,0.95,0.96,0.97,0.976,0.99,0.996,0.997,0.997,0.997,0.997,0.997,0,0,0,0]
["SF53","S",1.56973534,0.0120851905,0.306366017,0.0541694051,1.03021429,117.353733,0,0,0,0,5,0,0,0,0,0,0,0,0.38,0.57,0.82,0.93,0.968,0.977,0.99,0.993,0.997,0.999,0.999,0.999,0.999,0.999,0.999,0.999,0.999,0.983,0.95,25,0,0,0,0,0,0,0,0,0.06,0.37,0.69,0.85,0.89,0.95,0.967,0.984,0.993,0.996,0.997,0.997,0.997,0.997,0.998,0.995,0.92,0.77]
["SF54","S",1.60371792,0.0124263783,0.310740554,0.0551896382,1.03053604,115.762058,0,0,0,0,5,0,0,0,0,0,0,0,0.26,0.46,0.83,0.93,0.959,0.973,0.983,0.988,0.994,0.998,0.999,0.999,0.999,0.999,0.999,0.999,0.999,0.986,0.94,25,0,0,0,0,0,0,0,0,0.02,0.4,0.7,0.81,0.87,0.92,0.94,0.97,0.99,0.995,0.995,0.995,0.995,0.995,0.995,0.995,0.93,0.75]
["SF55","S",1.6468124,0.0128731296,0.331540164,0.0564818124,1.02465769,116.270992,0,0,0,0,5,0,0,0,0,0,0,0,0.2,0.4,0.73,0.89,0.95,0.961,0.983,0.991,0.995,0.998,0.999,0.999,0.999,0.999,0.999,0.999,0.998,0.981,0.94,25,0,0,0,0,0,0,0,0,0,0.21,0.55,0.76,0.82,0.92,0.955,0.977,0.991,0.996,0.997,0.997,0.997,0.998,0.998,0.99,0.91,0.74]
["SF56","L",3.051004,-0.0094149325,0.041729775,{"v":0.0019779903,"d":"1.98E-03"},{"v":-4.8421498e-05,"d":"-4.84E-05"},{"v":1.5734251e-05,"d":"1.57E-05"},0,0,0,0,5,0,0,0,0,0,0,0,0.11,0.28,0.64,0.85,0.93,0.95,0.979,0.99,0.995,0.998,0.999,0.999,0.999,0.999,0.999,0.998,0.997,0.983,0.952,25,0,0,0,0,0,0,0,0,0,0.11,0.45,0.7,0.77,0.9,0.95,0.974,0.99,0.995,0.996,0.997,0.997,0.997,0.992,0.985,0.92,0.78]
["SF56A","S",1.70579259,0.0133874699,0.344223052,0.0579561608,1.09601828,121.616024,0,0,0,0,5,0,0,0,0,0,0,0,0.2,0.346,0.631,0.837,0.926,0.947,0.979,0.99,0.995,0.998,0.999,0.999,0.999,0.999,0.999,0.999,0.998,0.983,0.947,25,0,0,0,0,0,0,0,0,0.01,0.1,0.41,0.68,0.76,0.9,0.95,0.974,0.989,0.994,0.994,0.994,0.993,0.995,0.997,0.989,0.92,0.76]
["SF57","S",1.81651371,0.0143704198,0.428893641,0.0592801172,1.07186278,121.419942,0,0,0,0,5,0,0,0,0,0,0,0,0.2,0.4,0.723,0.852,0.92,0.939,0.97,0.986,0.994,0.997,0.999,0.999,0.999,0.999,0.999,0.999,0.998,0.986,0.954,25,0,0,0,0,0,0,0,0,0.01,0.198,0.45,0.66,0.73,0.86,0.93,0.968,0.986,0.994,0.994,0.994,0.994,0.996,0.997,0.991,0.93,0.79]
["SF57HHT","S",1.81651371,0.0143704198,0.428893641,0.0592801172,1.07186278,121.419942,0,0,0,0,5,0,0,0,0,0,0,0,0.316,0.5,0.788,0.912,0.961,0.97,0.986,0.992,0.996,0.998,0.999,0.999,0.999,0.999,0.999599679615462,0.999,0.999,0.99,0.965,25,0,0,0,0,0,0,0,0,0.029,0.304,0.63,0.82,0.86,0.93,0.962,0.978,0.99,0.997,0.997,0.997,0.997,0.998,0.999,0.994,0.951,0.835]
["SF57HT","S",1.81651371,0.0143704198,0.428893641,0.0592801172,1.07186278,121.419942,0,0,0,0,5,0,0,0,0,0,0,0,0.282842712474619,0.479583152331272,0.75936797307992,0.887304201366326,0.946591757392985,0.958731515514182,0.981745609370975,0.990625891968781,0.995153245093009,0.997991951661425,0.999198716919372,0.999399278701272,0.999399278701272,0.999399278701272,0.999399278701272,0.999499874937461,0.998797109588254,0.989376675014715,0.962571073182318,25,0,0,0,0,0,0,0,0,0.026,0.2525,0.55,0.76,0.81,0.912,0.954,0.976,0.99,0.996,0.997,0.997,0.997,0.997,0.999,0.994,0.948,0.82635]
["SF57HTULTRA","S",1.81651371,0.0143704198,0.428893641,0.0592801172,1.07186278,121.419942,0,0,0,0,5,0,0,0,0,0,0,0,0.316,0.5,0.788,0.912,0.961,0.97,0.986,0.992,0.996,0.998,0.999,0.999,0.999,0.999,0.999599679615462,0.999,0.999,0.99,0.965,25,0,0,0,0,0,0,0,0,0.029,0.304,0.63,0.82,0.86,0.93,0.962,0.978,0.99,0.997,0.997,0.997,0.997,0.998,0.999,0.994,0.951,0.835]
["SF58","S",1.92184332,0.0149262604,0.552191937,0.0614139252,1.11643502,123.450367,0,0,0,0,5,0,0,0,0,0,0,0,0.03,0.13,0.41,0.6,0.73,0.78,0.88,0.93,0.961,0.983,0.993,0.995,0.996,0.996,0.996,0.998,0.998,0.986,0.93,25,0,0,0,0,0,0,0,0,0,0,0.08,0.21,0.29,0.53,0.69,0.82,0.92,0.964,0.975,0.981,0.982,0.981,0.99,0.99,0.93,0.77]
["SF59","S",2.05775824,0.0167799599,0.528644661,0.0655335804,1.00043574,110.002549,0,0,0,0,5,0,0,0,0,0,0,0,0,0.03,0.21,0.44,0.6,0.67,0.82,0.89,0.94,0.977,0.992,0.995,0.995,0.994,0.994,0.997,0.998,0.986,0.95,25,0,0,0,0,0,0,0,0,0,0,0.02,0.08,0.14,0.38,0.57,0.73,0.89,0.96,0.974,0.974,0.972,0.972,0.985,0.99,0.93,0.76]
["SF5G10","S",1.46072518,0.0110190144,0.250382609,0.0509269199,1.03928984,121.446939,0,0,0,0]
["SF6","S",1.72448482,0.0134871947,0.390104889,0.0569318095,1.04572858,118.557185,0,0,0,0,5,0,0,0,0,0,0,0,0.496,0.665,0.849,0.92,0.957,0.966,0.983,0.991,0.995,0.998,0.999,0.999,0.999,0.999,0.999,0.999,0.998,0.985,0.954,25,0,0,0,0,0,0,0,0.03,0.13,0.44,0.66,0.8,0.84,0.92,0.955,0.978,0.991,0.996,0.996,0.995,0.996,0.997,0.999,0.991,0.93,0.79]
["SF61","L",2.9458531,-0.00927235419999999,0.037513268,{"v":1.6807292E-3,"d":"1.68E-03"},{"v":-3.3978727e-05,"d":"-3.40E-05"},{"v":1.2154392E-5,"d":"1.22E-05"},0,0,0,0,5,0,0,0,0,0,0,0,0.25,0.42,0.74,0.88,0.95,0.966,0.983,0.99,0.998,0.999,0.999,0.999,0.999,0.999,0.999,0.999,0.999,0.966,0.91,25,0,0,0,0,0,0,0,0,0,0.22,0.54,0.76,0.84,0.92,0.95,0.989,0.995,0.996,0.996,0.996,0.996,0.996,0.995,0.995,0.84,0.62]
["SF62","L",2.7369014,-0.0091210145,0.028718145,{"v":1.2307943E-3,"d":"1.23E-03"},{"v":-3.7780898e-05,"d":"-3.78E-05"},{"v":7.86177859999999e-06,"d":"7.86E-06"},0,0,0,0,5,0,0,0,0,0.01,0.21,0.78,0.93,0.95,0.968,0.98,0.988,0.99,0.994,0.996,0.998,0.999,0.999,0.999,0.999,0.999,0.999,0,0,0,0,25,0,0,0,0,0,0,0.29,0.69,0.76,0.85,0.9,0.94,0.95,0.97,0.98,0.988,0.994,0.997,0.998,0.998,0.998,0.998,0,0,0,0]
["SF63","S",1.62174406,0.0126014263,0.315965826,0.0557275798,1.03248928,116.478183,0,0,0,0,5,0,0,0,0,0,0,0,0.24,0.46,0.73,0.88,0.94,0.956,0.981,0.989,0.996,0.998,0.999,0.999,0.999,0.999,0.999,0,0,0,0,25,0,0,0,0,0,0,0,0,0.02,0.21,0.52,0.73,0.8,0.91,0.95,0.98,0.992,0.996,0.996,0.996,0.997,0.998,0,0,0,0]
["SF64A","S",1.60088314,0.0120157497,0.210665258,0.0601645745,1.50114373,136.256449,0,0,0,0,5,0,0,0,0,0,0,0,0.35,0.55,0.79,0.88,0.93,0.94,0.97,0.979,0.988,0.994,0.996,0.998,0.997,0.997,0.999,0.999,0.999,0.988,0.95,25,0,0,0,0,0,0,0,0,0.05,0.3,0.54,0.71,0.75,0.86,0.9,0.94,0.97,0.98,0.989,0.987,0.985,0.993,0.995,0.995,0.94,0.77]
["SF66","S",2.07842233,0.0180875134,0.407120032,0.0679493572,1.76711292,215.266127,0,0,0,0,5,0,0,0,0,0,0,0,0,0,0.223606797749979,0.547722557505166,0.754983443527074,0.806225774829855,0.905538513813741,0.948683298050513,0.976729235765982,0.992975326984512,0.996995486449161,0.997496867163,0.997997995989972,0.997997995989972,0.997997995989972,0.998999499499374,0.997997995989972,0.983361581515161,0.94339811320566,25,0,0,0,0,0,0,0,0,0,0,0.05,0.24,0.34,0.61,0.77,0.89,0.965,0.985,0.988,0.989,0.989,0.99,0.995,0.99,0.92,0.74]
["SF6G03","S",1.74428273,0.0136376171,0.382912524,0.0579520372,1.0791572,121.766143,0,0,0,0,5,0,0,0,0,0,0,0,0,0,0,0,0,0,0,0,0.374,0.854,0.975,0.989,0.994,0.995,0.996,0.999,0.997,0.982,0.943,25,0,0,0,0,0,0,0,0,0,0,0,0,0,0,0,0.01,0.45,0.88,0.95,0.971,0.979,0.984,0.996,0.987,0.92,0.74]
["SF6G05","S",1.62113942,0.0113478992,0.506586092,0.0535840223,10.4032298,1118.83658,0,0,0,0,5,0,0,0,0,0,0,0,0,0,0,0,0,0,0,0,0.3,0.801249024960405,0.957601169589929,0.978774744259372,0.985900603509299,0.989949493661166,0.99247166206396,0.998999499499374,0.997496867163,0.982344135219425,0.936482781475452,25,0,0,0,0,0,0,0,0,0,0,0,0,0,0,0,0.08,0.33,0.805,0.898,0.931,0.95,0.962,0.994,0.987,0.915,0.721]
["SF6G5","L",3.128093,-0.0093943819,0.044986476,{"v":0.0020110179,"d":"2.01E-03"},{"v":-1.5173661E-5,"d":"-1.52E-05"},{"v":1.4762257E-5,"d":"1.48E-05"},0,0,0,0]
["SF6HT","S",1.72448482,0.0134871947,0.390104889,0.0569318095,1.04572858,118.557185,0,0,0,0,5,0,0,0,0,0,0,0,0.55,0.71,0.877,0.944,0.97,0.977,0.988,0.993,0.996,0.998,0.999,0.999,0.999,0.999,0.999,0.999,0.998,0.985,0.954,25,0,0,0,0,0,0,0,0.05,0.18,0.52,0.75,0.86,0.89,0.943,0.967,0.981,0.991,0.996,0.996,0.995,0.996,0.997,0.999,0.991,0.93,0.79]
["SF7","L",2.6129703,-8.9265027E-3,0.024553061,{"v":0.00097700411,"d":"9.77E-04"},{"v":-2.6551022e-05,"d":"-2.66E-05"},{"v":5.4909672e-06,"d":"5.49E-06"},0,0,0,0,5,0,0,0,0,0.02,0.59,0.91,0.968,0.975,0.983,0.99,0.992,0.994,0.996,0.997,0.998,0.999,0.999,0.999,0.999,0.999,0.999,0.999,0.999,0.979,0.94,25,0,0,0,0,0,0.07,0.61,0.85,0.88,0.92,0.952,0.96,0.97,0.98,0.986,0.991,0.996,0.998,0.998,0.998,0.998,0.999,0.999,0.995,0.9,0.74]
["SF8","S",1.49514446,0.0114990201,0.262529687,0.0517170156,0.969567597,113.458641,0,0,0,0,5,0,0,0,0,0,0,0.71,0.91,0.94,0.965,0.978,0.986,0.989,0.993,0.995,0.997,0.998,0.999,0.999,0.999,0.999,0.999,0.999,0.996,0.978,0.94,25,0,0,0,0,0,0,0.18,0.64,0.72,0.84,0.9,0.93,0.95,0.966,0.976,0.983,0.991,0.994,0.994,0.994,0.994,0.994,0.994,0.982,0.89,0.72]
["SF8G07","S",1.50415222,0.0115244126,0.270718125,0.0523073245,1.00976354,119.046783,0,0,0,0]
["SF8G7","L",2.7757435,-0.0089164932,0.03072106,{"v":1.2726971E-3,"d":"1.27E-03"},{"v":-2.8416184E-5,"d":"-2.84E-05"},{"v":8.2951581e-06,"d":"8.30E-06"},0,0,0,0]
["SF9","S",1.41373875,0.0105642379,0.241835903,0.0490126431,1.01292278,117.884362,0,0,0,0,5,0,0,0,0,0.01,0.36,0.79,0.93,0.961,0.975,0.981,0.99,0.992,0.995,0.996,0.998,0.999,0.999,0.999,0.999,0.999,0.999,0.999,0.998,0.981,0.94,25,0,0,0,0,0,0,0.3,0.71,0.82,0.88,0.91,0.95,0.963,0.975,0.979,0.988,0.995,0.998,0.998,0.997,0.997,0.997,0.995,0.99,0.91,0.75]
["SFL4","S",1.68435238,0.0128694384,0.275877735,0.0609799581,1.80248458,159.614443,0,0,0,0,5,0,0,0,0,0,0,0,0.28,0.48,0.77,0.88,0.93,0.95,0.97,0.975,0.985,0.99,0.995,0.996,0.996,0.997,0.997,0,0,0,0,25,0,0,0,0,0,0,0,0,0,0,0,0.69,0,0,0,0,0,0,0,0,0,0,0,0,0,0]
["SFL4A","S",1.68001158,0.0127076157,0.280949069,0.060288984,1.79420841,159.92021,0,0,0,0,5,0,0,0,0,0,0,0,0.35,0.55,0.8,0.9,0.94,0.95,0.966,0.973,0.979,0.987,0.993,0.995,0.995,0.995,0.996,0.998,0.997,0.99,0.968,25,0,0,0,0,0,0,0,0,0.05,0.34,0.59,0.73,0.77,0.84,0.87,0.9,0.94,0.967,0.976,0.976,0.976,0.982,0.988,0.987,0.952,0.85]
["SFL56","S",1.75126105,0.0133187209,0.30156663,0.0621436403,1.89211398,157.884093,0,0,0,0,5,0,0,0,0,0,0,0,0.2,0.4,0.74,0.87,0.92,0.94,0.963,0.972,0.979,0.987,0.992,0.995,0.996,0.996,0.997,0.997,0.996,0.987,0.968,25,0,0,0,0,0,0,0,0,0.01,0.22,0.509,0.68,0.74,0.83,0.87,0.9,0.94,0.96,0.975,0.978,0.983,0.988,0.985,0.98,0.94,0.85]
["SFL57","S",1.88742326,0.0145939341,0.360534025,0.0648198946,2.26189313,176.062211,0,0,0,0,5,0,0,0,0,0,0,0,0,0,0.223606797749979,0.509901951359278,0.724568837309472,0.780384520605066,0.877496438739212,0.923038460737146,0.956556323485449,0.976729235765982,0.990959131346999,0.993981891183134,0.993981891183134,0.993478736561583,0.99498743710662,0.997997995989972,0.997997995989972,0.991967741410979,0.953939201416945,25,0,0,0,0,0,0,0,0,0,0,0.03,0.2,0.29,0.52,0.67,0.8,0.89,0.955,0.971,0.971,0.969,0.976,0.991,0.99,0.96,0.79]
["SFL6","S",1.78922056,0.0135163537,0.328427448,0.0622729599,2.01639441,168.014713,0,0,0,0,5,0,0,0,0,0,0,0,0,0.458257569495584,0.754983443527074,0.877496438739212,0.921954445729288,0.938083151964686,0.959166304662543,0.969535971483265,0.979285453787607,0.987927122818277,0.993981891183134,0.995991967839098,0.996493853468248,0.997496867163,0.997997995989972,0.997496867163,0.998999499499374,0.989949493661166,0.964365076099295,25,0,0,0,0,0,0,0,0,0.02,0.25,0.52,0.67,0.72,0.81,0.86,0.9,0.94,0.97,0.98,0.983,0.988,0.989,0.988,0.995,0.95,0.84]
["SFN64","L",2.8125953,-0.011916007,0.03104126,{"v":1.4083879E-3,"d":"1.41E-03"},{"v":-4.4978076e-05,"d":"-4.50E-05"},{"v":1.1419083e-05,"d":"1.14E-05"},0,0,0,0,5,0,0,0,0,0,0,0,0.35,0.55,0.79,0.88,0.93,0.94,0.97,0.979,0.988,0.994,0.996,0.998,0.997,0.997,0.999,0.999,0.999,0.988,0.95,25,0,0,0,0,0,0,0,0,0.05,0.3,0.54,0.71,0.75,0.86,0.9,0.94,0.97,0.98,0.989,0.987,0.985,0.993,0.995,0.995,0.94,0.77]
["SIO2","S",0.67071081,0.00449192312,0.433322857,0.0132847049,0.877379057,95.8899878,0,0,0,0,5,0.999,0.999,0.999,0.999,0.999,0.999,0.999,0.999,0.999,0.999,0.999,0.999,0.999,0.999,0.999,0.999,0.999,0.999,0.999,0.999,0.999,0.999,0.999,0.998,0.962,0.899,25,0.999,0.999,0.999,0.999,0.999,0.999,0.999,0.999,0.999,0.999,0.999,0.999,0.999,0.999,0.999,0.999,0.999,0.999,0.999,0.999,0.999,0.999,0.998,0.994,0.907,0.768]
["SK1","S",1.23997939,0.00676460788,0.308829519,0.0233830716,1.03366266,114.585882,0,0,0,0,5,0,0,0.12,0.35,0.58,0.82,0.92,0.97,0.983,0.99,0.993,0.995,0.996,0.997,0.997,0.998,0.999,0.999,0.999,0.999,0.999,0.999,0.998,0.998,0.992,0.956,25,0,0,0,0,0.07,0.37,0.66,0.86,0.92,0.95,0.965,0.975,0.979,0.983,0.986,0.988,0.994,0.995,0.996,0.995,0.995,0.994,0.99,0.99,0.96,0.8]
["SK10","S",1.3165874,0.00712229232,0.271655949,0.0244417004,0.968687543,105.081566,0,0,0,0,5,0,0,0.04,0.21,0.4,0.73,0.92,0.966,0.975,0.985,0.99,0.992,0.993,0.995,0.996,0.997,0.998,0.998,0.998,0.998,0.998,0.998,0.998,0.992,0.977,0.92,25,0,0,0,0,0,0.21,0.66,0.84,0.88,0.93,0.951,0.96,0.968,0.975,0.98,0.985,0.99,0.99,0.99,0.99,0.991,0.992,0.99,0.96,0.89,0.65]
["SK10G10","S",1.5473589,0.00913945503999999,0.0395951235,0.0463266438,0.984277457,107.136968,0,0,0,0]
["SK11","S",1.17963631,0.00680282081,0.229817295,0.0219737205,0.935789652,101.513232,0,0,0,0,5,0.15,0.36,0.58,0.76,0.87,0.94,0.977,0.988,0.99,0.993,0.994,0.995,0.996,0.997,0.998,0.998,0.999,0.999,0.999,0.999,0.999,0.999,0.999,0.996,0.979,0.92,25,0,0,0.07,0.26,0.509,0.74,0.89,0.94,0.951,0.965,0.97,0.974,0.98,0.985,0.988,0.99,0.994,0.997,0.997,0.997,0.998,0.998,0.998,0.981,0.9,0.67]
["SK12","S",1.16982669,0.00652887127,0.29745037,0.021403382,0.965847815,105.089898,0,0,0,0,5,0,0.06,0.2,0.41,0.66,0.85,0.93,0.975,0.983,0.99,0.993,0.995,0.996,0.996,0.997,0.997,0.998,0.998,0.999,0.999,0.999,0.999,0.996,0.993,0.975,0.92,25,0,0,0,0,0.13,0.44,0.71,0.88,0.92,0.95,0.965,0.975,0.979,0.982,0.985,0.987,0.99,0.991,0.993,0.993,0.993,0.993,0.98,0.965,0.88,0.64]
["SK13","S",0.922627573,4.61930582E-3,0.570303629,0.0180622701,0.979881211,110.419538,0,0,0,0,5,0,0,0.37,0.6,0.76,0.89,0.95,0.977,0.982,0.985,0.987,0.99,0.991,0.992,0.992,0.994,0.996,0.998,0.998,0.998,0.999,0.999,0.999,0.997,0.985,0.95,25,0,0,0,0,0.26,0.55,0.76,0.89,0.91,0.93,0.94,0.95,0.954,0.959,0.963,0.97,0.981,0.988,0.99,0.992,0.993,0.993,0.993,0.986,0.93,0.77]
["SK14","S",0.936155374,0.00461716525,0.594052018,0.016885927,1.04374583,103.736265,0,0,0,0,5,0.06,0.18,0.38,0.57,0.73,0.87,0.95,0.977,0.983,0.988,0.992,0.994,0.996,0.996,0.997,0.998,0.999,0.999,0.999,0.999,0.999,0.999,0.999,0.999,0.954,0.9,25,0,0,0,0.06,0.21,0.509,0.77,0.89,0.92,0.94,0.96,0.97,0.978,0.98,0.984,0.988,0.993,0.995,0.995,0.995,0.996,0.996,0.995,0.995,0.83,0.65]
["SK15","S",1.29172765,0.0068635812,0.298392713,0.0228704312,0.955518497,97.4779177,0,0,0,0,5,0,0,0.12,0.36,0.6,0.82,0.93,0.97,0.979,0.987,0.99,0.992,0.994,0.995,0.996,0.996,0.998,0.998,0.999,0.999,0.999,0.999,0.999,0.997,0.979,0.91,25,0,0,0,0,0.08,0.36,0.69,0.86,0.9,0.94,0.95,0.96,0.968,0.973,0.979,0.982,0.988,0.991,0.995,0.995,0.995,0.996,0.998,0.985,0.9,0.63]
["SK16","S",1.34317774,0.00704687339,0.241144399,0.0229005,0.994317969,92.7508526,0,0,0,0,5,0,0,0,0.509,0.64,0.83,0.93,0.971,0.978,0.987,0.992,0.994,0.995,0.996,0.996,0.997,0.998,0.998,0.999,0.999,0.999,0.999,0.999,0.995,0.974,0.88,25,0,0,0,0.03,0.11,0.4,0.7,0.86,0.9,0.94,0.959,0.971,0.974,0.979,0.98,0.983,0.988,0.992,0.993,0.993,0.994,0.995,0.995,0.973,0.88,0.54]
["SK18A","S",1.53857004,0.00863201486,0.0985934131,0.0367156464,1.02309528,100.118441,0,0,0,0,5,0,0,0,0,0,0.36,0.79,0.93,0.95,0.973,0.983,0.988,0.99,0.992,0.993,0.994,0.997,0.998,0.998,0.998,0.998,0.999,0.999,0.995,0.978,0.9,25,0,0,0,0,0,0,0.33,0.7,0.77,0.87,0.92,0.94,0.951,0.96,0.963,0.97,0.984,0.991,0.99,0.989,0.989,0.993,0.993,0.977,0.89,0.61]
["SK19","L",2.559425,-0.0093541373,0.015497881,{"v":0.00023655893,"d":"2.37E-04"},{"v":1.4330022E-6,"d":"1.43E-06"},{"v":2.9327826e-07,"d":"2.93E-07"},0,0,0,0,5,0,0,0.12,0.36,0.64,0.82,0.92,0.968,0.98,0.986,0.992,0.994,0.996,0.997,0.998,0.999,0.999,0.999,0.999,0.999,0.999,0.999,0.999,0.996,0.977,0.91,25,0,0,0,0,0.11,0.39,0.66,0.85,0.9,0.93,0.96,0.972,0.979,0.986,0.991,0.995,0.997,0.997,0.997,0.996,0.996,0.996,0.996,0.98,0.89,0.62]
["SK2","S",1.28189012,0.0072719164,0.257738258,0.0242823527,0.96818604,110.377773,0,0,0,0,5,0.03,0.14,0.32,0.53,0.71,0.87,0.952,0.979,0.983,0.99,0.993,0.995,0.996,0.997,0.997,0.997,0.998,0.999,0.999,0.999,0.999,0.999,0.999,0.998,0.99,0.952,25,0,0,0,0.04,0.18,0.49,0.78,0.9,0.92,0.95,0.965,0.975,0.98,0.983,0.985,0.987,0.99,0.995,0.995,0.995,0.996,0.996,0.995,0.991,0.95,0.78]
["SK20","L",2.3975952,-0.0096663991,0.012508188,{"v":0.00025565265,"d":"2.56E-04"},{"v":-9.6947284e-06,"d":"-9.69E-06"},{"v":6.8512885e-07,"d":"6.85E-07"},0,0,0,0,5,0.02,0.11,0.29,0.53,0.73,0.88,0.95,0.981,0.985,0.99,0.993,0.995,0.996,0.997,0.998,0.999,0.999,0.999,0.999,0.999,0.999,0.999,0.999,0.999,0.981,0.91,25,0,0,0,0.04,0.21,0.52,0.77,0.91,0.93,0.951,0.965,0.975,0.98,0.985,0.99,0.995,0.995,0.997,0.998,0.998,0.998,0.998,0.998,0.998,0.91,0.62]
["SK3","S",1.30663485,0.0070816372,0.2397917,0.0238828823,0.984058076,101.983392,0,0,0,0,5,0,0,0.03,0.19,0.46,0.81,0.91,0.961,0.973,0.986,0.992,0.994,0.994,0.995,0.996,0.997,0.998,0.998,0.998,0.998,0.998,0.998,0.998,0.998,0.992,0.959,25,0,0,0,0,0,0.35,0.63,0.82,0.87,0.93,0.96,0.968,0.973,0.977,0.98,0.983,0.988,0.989,0.99,0.991,0.992,0.992,0.99,0.99,0.96,0.81]
["SK4","S",1.39388834,0.00769147355,0.164510721,0.0271946227,0.963522479,99.2757639,0,0,0,0,5,0,0,0.06,0.26,0.53,0.8,0.91,0.973,0.979,0.987,0.992,0.995,0.995,0.996,0.997,0.998,0.999,0.999,0.999,0.999,0.999,0.999,0.997,0.996,0.99,0.95,25,0,0,0,0,0.04,0.33,0.64,0.87,0.9,0.94,0.96,0.973,0.978,0.982,0.987,0.991,0.993,0.994,0.994,0.994,0.993,0.993,0.985,0.98,0.95,0.77]
["SK4G13","S",1.47899114,0.00840906059,0.0774655523,0.0366465354,1.03990046,109.902912,0,0,0,0]
["SK4G6","L",2.5573891,-0.00939039019999999,0.015127335,{"v":2.1134478E-4,"d":"2.11E-04"},{"v":3.413013e-06,"d":"3.41E-06"},{"v":1.2673355e-07,"d":"1.27E-07"},0,0,0,0]
["SK5","S",0.991463823,0.00522730467,0.495982121,0.0172733646,0.987393925,98.3594579,0,0,0,0,5,0.08,0.22,0.45,0.63,0.77,0.9,0.961,0.983,0.988,0.992,0.994,0.996,0.997,0.997,0.998,0.998,0.999,0.999,0.999,0.999,0.999,0.999,0.999,0.996,0.981,0.91,25,0,0,0.02,0.1,0.27,0.58,0.82,0.92,0.94,0.96,0.971,0.98,0.985,0.987,0.989,0.991,0.995,0.996,0.996,0.996,0.996,0.997,0.997,0.981,0.91,0.63]
["SK51","S",1.44112715,0.00758546975,0.143968387,0.0287396017,0.881989862,94.6838154,0,0,0,0,5,0,0,0,0.5,0.63,0.79,0.9,0.956,0.967,0.98,0.988,0.991,0.992,0.994,0.995,0.996,0.998,0.999,0.999,0.999,0.999,0.999,0.999,0.992,0.964,0.88,25,0,0,0,0.03,0.1,0.3,0.6,0.8,0.85,0.91,0.94,0.958,0.963,0.971,0.975,0.981,0.99,0.993,0.993,0.993,0.993,0.993,0.993,0.959,0.83,0.52]
["SK52","L",2.6378898,-0.01104717,0.01663436,{"v":0.00030997141,"d":"3.10E-04"},{"v":-3.5480823e-06,"d":"-3.55E-06"},{"v":5.7899721e-07,"d":"5.79E-07"},0,0,0,0,5,0,0,0,0,0.06,0.44,0.74,0.88,0.92,0.966,0.977,0.983,0.987,0.991,0.994,0.996,0.998,0.998,0.998,0.998,0.998,0.998,0,0,0,0,25,0,0,0,0,0,0,0.22,0.54,0.66,0.84,0.89,0.92,0.94,0.957,0.969,0.981,0.99,0.991,0.992,0.992,0.992,0.992,0,0,0,0]
["SK55","S",1.15265225,0.00582679114,0.43214529,0.0190244615,1.03215169,88.175046,0,0,0,0,5,0.05,0.16,0.31,0.49,0.65,0.82,0.92,0.967,0.974,0.983,0.987,0.99,0.991,0.991,0.991,0.993,0.997,0.997,0.998,0.998,0.998,0.998,0.999,0.995,0.977,0.88,25,0,0,0,0.03,0.12,0.38,0.68,0.85,0.88,0.92,0.94,0.953,0.954,0.955,0.958,0.969,0.985,0.989,0.99,0.991,0.991,0.993,0.994,0.978,0.89,0.53]
["SK5G06","S",1.41170078,0.00795921711,0.0785127401,0.0327006947,0.956454647,94.3633366,0,0,0,0]
["SK5G6","L",2.4905891,-0.01046215,0.013590223,{"v":2.3650943E-4,"d":"2.37E-04"},{"v":-5.874313e-06,"d":"-5.87E-06"},{"v":6.5633751e-07,"d":"6.56E-07"},0,0,0,0]
["SK6","S",1.21206115,0.00665602562,0.347221122,0.0224384733,0.972025014,110.082121,0,0,0,0,5,0,0.01,0.08,0.2,0.43,0.7,0.87,0.952,0.965,0.98,0.989,0.994,0.995,0.996,0.997,0.998,0.999,0.999,0.999,0.999,0.998,0.998,0.999,0.995,0.979,0.92,25,0,0,0,0,0,0.17,0.5,0.78,0.84,0.9,0.95,0.972,0.976,0.98,0.985,0.99,0.99,0.99,0.99,0.99,0.99,0.99,0.998,0.975,0.9,0.65]
["SK7","S",1.0374517,0.00537369046,0.504632691,0.0182926096,0.989114234,102.525987,0,0,0,0,5,0,0.09,0.33,0.58,0.75,0.88,0.954,0.981,0.986,0.988,0.992,0.994,0.996,0.996,0.997,0.998,0.999,0.999,0.999,0.999,0.999,0.999,0.999,0.997,0.983,0.93,25,0,0,0,0.07,0.24,0.54,0.79,0.91,0.93,0.94,0.963,0.969,0.98,0.981,0.986,0.99,0.995,0.998,0.998,0.998,0.998,0.998,0.998,0.986,0.92,0.68]
["SK8","S",1.29821149,7.2250607E-3,0.252817469,0.0255622691,0.977516703,108.370884,0,0,0,0,5,0,0,0.05,0.28,0.57,0.83,0.93,0.968,0.981,0.988,0.992,0.995,0.996,0.998,0.998,0.999,0.999,0.999,0.999,0.999,0.999,0.999,0,0,0,0,25,0,0,0,0,0.06,0.39,0.68,0.85,0.91,0.94,0.96,0.975,0.981,0.988,0.992,0.995,0.998,0.998,0.998,0.998,0.998,0.998,0,0,0,0]
["SK9","L",2.5592131,-0.0090020732,0.016280492,{"v":0.00018861769,"d":"1.89E-04"},{"v":1.3679471e-05,"d":"1.37E-05"},{"v":-3.0071065e-07,"d":"-3.01E-07"},0,0,0,0,5,0,0,0,0.11,0.4,0.73,0.9,0.96,0.98,0.985,0.988,0.991,0.993,0.994,0.995,0.996,0.998,0.998,0.998,0.998,0.998,0.998,0,0,0,0,25,0,0,0,0,0,0.21,0.59,0.81,0.89,0.93,0.94,0.956,0.964,0.972,0.977,0.982,0.989,0.99,0.991,0.99,0.989,0.988,0,0,0,0]
["SKN18","L",2.6376216,-0.010518989,0.016589824,{"v":3.4939073E-4,"d":"3.49E-04"},{"v":-1.0028109e-05,"d":"-1.00E-05"},{"v":1.1802616E-6,"d":"1.18E-06"},0,0,0,0,5,0,0,0,0,0,0.35,0.78,0.92,0.94,0.966,0.979,0.986,0.988,0.992,0.994,0.995,0.997,0.998,0.999,0.999,0.999,0.999,0.999,0.997,0.977,0.91,25,0,0,0,0,0,0,0.28,0.65,0.74,0.84,0.9,0.93,0.94,0.961,0.97,0.977,0.985,0.99,0.993,0.994,0.996,0.996,0.996,0.985,0.89,0.61]
["SSK1","S",1.42691045,0.00831214601999999,0.141195647,0.0334369911,0.986004821,109.701359,0,0,0,0,5,0,0,0,0.1,0.35,0.73,0.9,0.956,0.973,0.985,0.992,0.993,0.995,0.996,0.998,0.999,0.999,0.999,0.999,0.999,0.999,0.999,0.999,0.999,0.988,0.95,25,0,0,0,0,0,0.21,0.59,0.8,0.87,0.93,0.961,0.965,0.973,0.98,0.988,0.995,0.995,0.995,0.995,0.995,0.995,0.995,0.998,0.995,0.94,0.76]
["SSK2","S",1.41096166,0.0080543325,0.172425615,0.0324360835,0.987461513,109.899586,0,0,0,0,5,0,0,0,0.03,0.33,0.77,0.94,0.977,0.983,0.99,0.993,0.995,0.996,0.997,0.998,0.998,0.999,0.999,0.999,0.999,0.999,0.999,0.999,0.997,0.988,0.94,25,0,0,0,0,0,0.27,0.72,0.89,0.92,0.951,0.967,0.977,0.98,0.986,0.988,0.99,0.995,0.995,0.996,0.996,0.996,0.996,0.996,0.985,0.94,0.75]
["SSK3","S",1.39915758,0.0082866077,0.158923825,0.0354515342,0.991912922,115.227785,0,0,0,0,5,0,0,0,0.03,0.24,0.75,0.92,0.968,0.977,0.983,0.99,0.993,0.994,0.996,0.997,0.997,0.998,0.998,0.999,0.999,0.999,0.999,0.999,0.999,0.99,0.95,25,0,0,0,0,0,0.24,0.65,0.85,0.89,0.92,0.95,0.963,0.972,0.98,0.984,0.987,0.99,0.992,0.994,0.994,0.994,0.994,0.995,0.995,0.95,0.77]
["SSK4","L",2.5707849,-0.0092577764,0.016170751,{"v":0.00027742702,"d":"2.77E-04"},{"v":1.2686469e-07,"d":"1.27E-07"},{"v":4.504479e-07,"d":"4.50E-07"},0,0,0,0,5,0,0,0,0.13,0.46,0.82,0.94,0.975,0.981,0.988,0.992,0.994,0.995,0.996,0.997,0.998,0.999,0.999,0.999,0.999,0.999,0.999,0.999,0.997,0.988,0.94,25,0,0,0,0,0,0.37,0.73,0.88,0.91,0.94,0.96,0.972,0.977,0.982,0.987,0.991,0.995,0.996,0.996,0.998,0.999,0.998,0.996,0.986,0.94,0.75]
["SSK4A","S",1.38336169,0.00787154985,0.187125107,0.0289352221,0.944170902,105.742424,0,0,0,0,5,0,0,0,0.13,0.46,0.82,0.94,0.975,0.981,0.988,0.992,0.994,0.995,0.996,0.997,0.998,0.999,0.999,0.999,0.999,0.999,0.999,0.999,0.997,0.988,0.94,25,0,0,0,0,0,0.37,0.73,0.88,0.91,0.94,0.96,0.972,0.977,0.982,0.987,0.991,0.995,0.996,0.996,0.998,0.999,0.998,0.996,0.986,0.94,0.75]
["SSK50","S",1.45562999,0.0087010368,0.113575966,0.0378429476,0.96952091,110.109218,0,0,0,0,5,0,0,0,0,0.01,0.16,0.42,0.8,0.86,0.93,0.959,0.973,0.981,0.988,0.99,0.994,0.997,0.998,0.998,0.998,0.998,0.998,0.998,0.996,0.988,0.94,25,0,0,0,0,0,0,0,0.32,0.47,0.7,0.81,0.87,0.91,0.94,0.952,0.972,0.984,0.991,0.992,0.991,0.99,0.99,0.99,0.98,0.94,0.73]
["SSK51","S",1.44260939,0.00890475064,0.0828623622,0.0400883477,0.892805443,103.152733,0,0,0,0,5,0,0,0,0,0.01,0.35,0.8,0.94,0.961,0.975,0.986,0.99,0.992,0.993,0.994,0.996,0.998,0.999,0.999,0.999,0.999,0.999,0.998,0.996,0.983,0.93,25,0,0,0,0,0,0,0.33,0.73,0.82,0.88,0.93,0.95,0.959,0.967,0.972,0.982,0.988,0.993,0.993,0.994,0.993,0.993,0.99,0.98,0.92,0.7]
["SSK52","L",2.6963923,-0.010347971,0.018618508,{"v":4.6286E-4,"d":"4.63E-04"},{"v":-1.347675e-05,"d":"-1.35E-05"},{"v":1.6107565e-06,"d":"1.61E-06"},0,0,0,0,5,0,0,0,0,0,0.24,0.67,0.87,0.91,0.95,0.97,0.98,0.986,0.99,0.992,0.994,0.998,0.999,0.999,0.999,0.999,0.998,0,0,0,0,25,0,0,0,0,0,0,0.14,0.51,0.62,0.77,0.86,0.91,0.93,0.953,0.959,0.972,0.987,0.994,0.995,0.995,0.994,0.993,0,0,0,0]
["SSK5G06","S",1.63160626,0.00965689622,0.0643637358,0.0503644147,1.03920963,105.545404,0,0,0,0]
["SSKN5","S",1.59222659,0.00920284626,0.103520774,0.0423530072,1.05174016,106.927374,0,0,0,0,5,0,0,0,0,0,0.09,0.63,0.88,0.91,0.954,0.973,0.981,0.985,0.99,0.992,0.994,0.997,0.998,0.998,0.998,0.998,0.998,0.998,0.997,0.981,0.93,25,0,0,0,0,0,0,0.1,0.53,0.64,0.79,0.87,0.91,0.93,0.951,0.959,0.97,0.984,0.991,0.991,0.992,0.992,0.992,0.99,0.985,0.91,0.68]
["SSKN5G6","L",2.6963653,-0.010158954,0.018750895,{"v":0.00039860928,"d":"3.99E-04"},{"v":-5.2190436e-06,"d":"-5.22E-06"},{"v":1.6596923E-6,"d":"1.66E-06"},0,0,0,0]
["SSKN8","S",1.46998373,0.00903675097,0.0963559477,0.0450075674,1.02610927,108.328743,0,0,0,0,5,0,0,0,0,0,0.14,0.62,0.87,0.92,0.94,0.975,0.983,0.987,0.99,0.992,0.995,0.998,0.998,0.998,0.998,0.998,0.998,0.998,0.996,0.979,0.92,25,0,0,0,0,0,0,0.09,0.5,0.64,0.76,0.88,0.92,0.94,0.95,0.961,0.977,0.987,0.988,0.989,0.991,0.992,0.992,0.99,0.98,0.9,0.66]
["TIF1","L",2.2473124,-0.00890440579999999,0.012493525,{"v":4.2650638E-4,"d":"4.27E-04"},{"v":-2.1564809e-05,"d":"-2.16E-05"},{"v":2.6364065e-06,"d":"2.64E-06"},0,0,0,0,5,0,0,0,0,0,0.08,0.53,0.85,0.9,0.95,0.975,0.981,0.986,0.988,0.99,0.993,0.996,0.997,0.998,0.998,0.998,0.998,0.998,0.998,0.995,0.89,25,0,0,0,0,0,0,0.04,0.44,0.59,0.77,0.88,0.91,0.93,0.94,0.95,0.967,0.98,0.987,0.989,0.989,0.989,0.989,0,0,0,0]
["TIF2","L",2.3062438,-0.00935138869999999,0.014218213,{"v":0.00061537921,"d":"6.15E-04"},{"v":-3.9493915e-05,"d":"-3.95E-05"},{"v":4.7363335e-06,"d":"4.74E-06"},0,0,0,0,5,0,0,0,0,0,0,0.1,0.4,0.69,0.82,0.9,0.94,0.952,0.977,0.986,0.992,0.996,0.997,0.998,0.999,0.999,0.999,0,0,0,0,25,0,0,0,0,0,0,0,0,0.16,0.37,0.58,0.74,0.78,0.89,0.93,0.96,0.98,0.985,0.988,0.993,0.995,0.995,0,0,0,0]
["TIF3","S",1.22927703,8.52950666E-3,0.116802717,0.0528174592,1.05306668,117.616359,0,0,0,0,5,0,0,0,0,0,0,0,0.75,0.84,0.93,0.967,0.98,0.984,0.989,0.992,0.995,0.997,0.999,0.999,0.999,0.999,0.999,0.999,0.996,0.992,0.953,25,0,0,0,0,0,0,0,0.23,0.42,0.71,0.85,0.91,0.92,0.95,0.962,0.973,0.985,0.993,0.993,0.993,0.993,0.994,0.997,0.981,0.959,0.79]
["TIF4","L",2.4498259,-0.01012861,0.018753684,{"v":0.0011999618,"d":"1.20E-03"},{"v":-8.8610291e-05,"d":"-8.86E-05"},{"v":9.8139193e-06,"d":"9.81E-06"},0,0,0,0,5,0,0,0,0,0,0,0,0.77,0.85,0.93,0.959,0.973,0.977,0.986,0.988,0.992,0.995,0.998,0.999,0.999,0.999,0.999,0.999,0.999,0.996,0.94,25,0,0,0,0,0,0,0,0.27,0.45,0.69,0.81,0.87,0.89,0.93,0.94,0.96,0.975,0.99,0.994,0.994,0.995,0.995,0.995,0.995,0.98,0.73]
["TIF5","L",2.4760688,-0.011092445,0.019125471,0.0014622247,{"v":-1.1786743E-4,"d":"-1.18E-04"},{"v":1.2132338E-5,"d":"1.21E-05"},0,0,0,0,5,0,0,0,0,0,0,0.05,0.62,0.75,0.863,0.92,0.964,0.97,0.984,0.987,0.992,0.996,0.998,0.998,0.998,0.998,0.998,0,0,0,0]
["TIF6","S",1.40069329,0.0109426015,0.134903418,0.0708666547,0.924097449,99.4792444999999,0,0,0,0,5,0,0,0,0,0,0,0,0.03,0.2,0.63,0.83,0.9,0.92,0.952,0.966,0.977,0.988,0.994,0.996,0.996,0.996,0.996,0.996,0.99,0.86,0.68,25,0,0,0,0,0,0,0,0,0,0.1,0.39,0.58,0.65,0.78,0.84,0.89,0.94,0.97,0.98,0.98,0.98,0.98,0.98,0.95,0.48,0.15]
["TIFN5","S",1.32754366,0.0100180695,0.146368803,0.0572806316,1.17272891,123.529685,0,0,0,0,5,0,0,0,0,0,0,0.11,0.76,0.86,0.94,0.966,0.977,0.981,0.988,0.99,0.993,0.996,0.998,0.998,0.998,0.998,0.999,0.999,0.999,0.997,0.986,25,0,0,0,0,0,0,0,0.26,0.46,0.72,0.84,0.89,0.91,0.94,0.95,0.964,0.981,0.991,0.992,0.992,0.992,0.995,0.995,0.995,0.985,0.93]
["TIK1","L",2.1573978,-0.0084004189,0.010457582,{"v":2.1822593E-4,"d":"2.18E-04"},{"v":-5.506364e-06,"d":"-5.51E-06"},{"v":5.446906e-07,"d":"5.45E-07"},0,0,0,0,5,0,0,0.02,0.08,0.17,0.39,0.62,0.77,0.81,0.87,0.91,0.94,0.959,0.973,0.979,0.992,0.997,0.998,0.998,0.998,0.998,0.998,0,0,0,0,25,0,0,0,0,0,0,0.09,0.27,0.35,0.49,0.63,0.74,0.81,0.87,0.9,0.962,0.983,0.988,0.988,0.988,0.99,0.991,0,0,0,0]
["TISF1","L",2.7091574,-0.012750242,0.027097845,0.0024436836,{"v":-0.00021244237,"d":"-2.12E-04"},{"v":2.3518712e-05,"d":"2.35E-05"},0,0,0,0,5,0,0,0,0,0,0,0.01,0.4,0.62,0.83,0.92,0.954,0.963,0.977,0.983,0.99,0.995,0.998,0.998,0.998,0.998,0.999,0,0,0,0,25,0,0,0,0,0,0,0,0,0.09,0.4,0.66,0.79,0.83,0.89,0.92,0.95,0.975,0.988,0.991,0.991,0.991,0.995,0,0,0,0]
["UBK7","S",1.01237433,5.88328615E-3,0.258985218,0.0190239921,1.00021628,104.079777,0,0,0,0,5,0.23,0.46,0.69,0.84,0.92,0.97,0.988,0.994,0.995,0.995,0.997,0.998,0.998,0.998,0.998,0.998,0.998,0.999,0.999,0.999,0.999,0.999,0.999,0.997,0.963,0.88,25,0,0,0.16,0.41,0.66,0.86,0.94,0.971,0.974,0.976,0.986,0.993,0.993,0.993,0.993,0.993,0.993,0.995,0.995,0.995,0.996,0.997,0.995,0.984,0.83,0.54]
["UK50","S",1.06591882,6.40857884E-3,0.21984304,0.0225474355,0.900983465,101.920998,0,0,0,0,5,0.15,0.4,0.62,0.81,0.92,0.973,0.99,0.995,0.996,0.997,0.998,0.998,0.998,0.998,0.999,0.999,0.999,0.999,0.999,0.999,0.999,0.999,0.999,0.996,0.977,0.92,25,0,0,0.09,0.35,0.67,0.87,0.95,0.976,0.982,0.986,0.989,0.991,0.992,0.992,0.993,0.995,0.995,0.995,0.995,0.995,0.995,0.995,0.995,0.98,0.89,0.66]
["ULTRAN20","S",0.791424703,0.0036719374,0.396769741,0.0126060844,0.940526552,173.395984,0,0,0,0,5,0.94,0.97,0.979,0.99,0.995,0.999,0.999,0.999,0.999,0.999,0.999,0.998,0.998,0.998,0.997,0.997,0.998,0.999,0.999,0.999,0.999,0.999,0.997,0.998,0.998,0.999,25,0.75,0.84,0.9,0.95,0.975,0.993,0.995,0.995,0.995,0.995,0.993,0.99,0.989,0.988,0.987,0.985,0.99,0.995,0.996,0.996,0.996,0.996,0.985,0.992,0.991,0.994]
["ULTRAN30","S",0.730713411,0.00314818243,0.636951703,0.0129910178,0.856177259,143.604779,0,0,0,0,5,0.93,0.95,0.968,0.986,0.995,0.998,0.999,0.999,0.999,0.999,0.999,0.999,0.998,0.998,0.998,0.998,0.999,0.999,0.999,0.999,0.999,0.999,0.998,0.999,0.998,0.998,25,0.68,0.76,0.85,0.93,0.973,0.992,0.995,0.995,0.995,0.995,0.994,0.993,0.992,0.992,0.991,0.991,0.994,0.996,0.994,0.995,0.995,0.995,0.99,0.994,0.99,0.99]
["ZK1","S",1.09192062,0.0065550013,0.223459888,0.0243712763,0.86935336,102.33765,0,0,0,0,5,0,0.06,0.27,0.52,0.77,0.94,0.983,0.988,0.991,0.994,0.995,0.996,0.996,0.996,0.997,0.998,0.999,0.999,0.999,0.999,0.999,0.999,0.998,0.995,0.983,0.92,25,0,0,0,0,0.27,0.75,0.92,0.94,0.957,0.97,0.976,0.978,0.979,0.98,0.983,0.989,0.994,0.995,0.995,0.995,0.994,0.993,0.99,0.975,0.92,0.67]
["ZK2","L",2.2805249,-0.0086313007,0.011751164,{"v":0.00017286526,"d":"1.73E-04"},{"v":1.206398e-06,"d":"1.21E-06"},{"v":1.6758383e-07,"d":"1.68E-07"},0,0,0,0,5,0.01,0.15,0.4,0.67,0.825,0.943,0.985,0.992,0.994,0.996,0.997,0.997,0.997,0.997,0.997,0.997,0.997,0.998,0.998,0.998,0.998,0.998,0,0,0,0]
["ZK5","L",2.3151352,-0.0077924593,0.013029385,{"v":0.00027439704,"d":"2.74E-04"},{"v":-5.9213789e-06,"d":"-5.92E-06"},{"v":6.3841709e-07,"d":"6.38E-07"},0,0,0,0,5,0,0.1,0.32,0.62,0.82,0.92,0.983,0.989,0.994,0.996,0.996,0.996,0.996,0.996,0.997,0.997,0.998,0.998,0.998,0.998,0.998,0.998,0.998,0.994,0.988,0.93,25,0,0,0,0.09,0.37,0.65,0.92,0.94,0.97,0.978,0.98,0.981,0.982,0.982,0.983,0.984,0.989,0.989,0.989,0.989,0.988,0.988,0.99,0.97,0.94,0.68]
["ZKN7","S",1.07715032,6.76601657E-3,0.168079109,0.0230642817,0.851889892,89.0498778,0,0,0,0,5,0.06,0.17,0.34,0.53,0.69,0.84,0.93,0.968,0.975,0.983,0.99,0.992,0.994,0.995,0.996,0.998,0.998,0.999,0.999,0.999,0.999,0.999,0.999,0.995,0.986,0.92,25,0,0,0,0,0.16,0.42,0.7,0.85,0.88,0.92,0.95,0.963,0.968,0.977,0.981,0.988,0.993,0.995,0.995,0.995,0.996,0.996,0.996,0.975,0.93,0.66]

{"sheet":"Special","index":18,"n_rows":47,"n_cols":12,"rows_kept":47,"hidden":true}
["Name","Eqn","A1","A2","A3","A4","A5","A6","A7","A8","A9","A10"]
["ACRYLIC","S",0.747928464,0.0463226331,{"v":0.444830268,"d":"4.45E-01"},{"v":0.147546998,"d":"1.48E-01"},{"v":2074.99918,"d":"2.07E+03"},163.344134,-2.09617925,5.43305368,0,0]
["AMTIR1","S",5.300307047,0.2056940229,1.043820961,38.40728154,0,0,0,0,0,0]
["ARTRI","S",0.2080714005,0.4176512196,0.7411702161,{"v":0.3691460662,"d":"3.69E-01"},{"v":3.867613967,"d":"3.87E+00"},{"v":0.2008315008,"d":"2.01E-01"},0.06854228686,17.30434294,3.823688451,58.95055071]
["BAF","S",0.07620425103,0.1452999139,1.073883669,0.07881773673,3.785256735,46.15298858,0,0,0,0]
["CAFL","S",0.04282285769,0.09691232392,0.53550694,0.09742250718,0.4603683398,0.03827960271,3.84364722,34.62681047,0,0]
["CDTE","S",6.21812498,0.3267349268,5.49575615,90.99176754,0,0,0,0,0,0]
["CSI","S",0.7951149955,0.2020154707,1.241972356,{"v":0.1160573306,"d":"1.16E-01"},{"v":9.009791109e-05,"d":"9.01E-05"},{"v":53.54397239,"d":"5.35E+01"},3.309831253,160.0878949,0,0]
["GAAS","S",-0.19575729,-0.33094932,10.08522939,0.33094213,1.7824949,35.54299226,0,0,0,0]
["GERM","S",0.04946256986,1.573608783,14.94470317,0.4531222106,0.08204156809,395.6907587,0,0,0,0]
["GERMLW","S",14.98354,0.4816227,1.425477E-4,4.321441,-1.793335,172.6044,0,0,0,0]
["GERMMW","S",0.04946256986,1.573608783,14.94470317,{"v":0.4531222106,"d":"4.53E-01"},{"v":0.08204156809,"d":"8.20E-02"},{"v":395.6907587,"d":"3.96E+02"},0,0,0,0]
["IG2SCHOTT","S",2.8365,0.13451,0.95749,{"v":1395.5,"d":"1.40E+03"},{"v":2.46713,"d":"2.47E+00"},{"v":0,"d":"0.00E+00"},0,0,0,0]
["IG3SCHOTT","S",3.0562,0.24934,0.98534,{"v":1704.9,"d":"1.70E+03"},{"v":3.7642,"d":"3.76E+00"},{"v":0,"d":"0.00E+00"},0,0,0,0]
["IG4SCHOTT","S",3.294,0.1482,0.5811,{"v":1262.1,"d":"1.26E+03"},{"v":2.558,"d":"2.56E+00"},{"v":0,"d":"0.00E+00"},0,0,0,0]
["IG5SCHOTT","S",3.2767,0.1523,1.4667,1824.9,2.5791,0,0,0,0,0]
["IG6SCHOTT","S",3.7712,0.1778,1.7274,2674.5,3.0071,0,0,0,0,0]
["IRG22SCHOTT","S",2.48343,0,2.82025,0.13518,0.97734,1420.65884,0,0,0,0]
["IRG23SCHOTT","S",3.7107,0,3.1091,0.2459,0.8202,1451.5,0,0,0,0]
["IRG24SCHOTT","S",2.8965,0,2.9567,0.162,0.9461,1939.1,0,0,0,0]
["IRG25SCHOTT","S",2.7574,0,3.099,0.1596,1.666,2045.5,0,0,0,0]
["IRG26SCHOTT","S",3.1934,0,3.5854,0.1852,2.2337,3398.08,0,0,0,0]
["IRG27SCHOTT","S",1.4005,0,3.4429,0.0871,1.0394,805.5,0,0,0,0]
["IRT1","S",0.0301007429,0.07587524289,0.07502060849,{"v":0.0744369373199999,"d":"7.44E-02"},{"v":0.7920730053,"d":"7.92E-01"},{"v":0.07428682858,"d":"7.43E-02"},1.709693786,20.45027492,0,0]
["IRT2","S",2.812064453,0.2268721125,1.281935658,0.04914494647,3.12095521,35.95913022,0,0,0,0]
["IRT6","S",1.957617617,0.5182029082,4.235750036,0.1806303617,32.45036831,229.3718533,0,0,0,0]
["KBR","S",0.1343449499,0.2108621593,1.227040573,0.1188885815,1.62732048,75.72052917,10.31982689,588.4523821,0,0]
["KCL","S",0.362796298,0.1568108259,0.8121510275,{"v":0.08925278841,"d":"8.93E-02"},{"v":2.096112799,"d":"2.10E+00"},{"v":63.51911646,"d":"6.35E+01"},0,0,0,0]
["KRS5","S",0.6604547084,0.3917966763,4.009052113,{"v":0.2193995888,"d":"2.19E-01"},{"v":12.42347296,"d":"1.24E+01"},{"v":164.6447798,"d":"1.65E+02"},0,0,0,0]
["LIF","S",0.1184032908,0.07201241157,0.8071534742,{"v":0.07308363549,"d":"7.31E-02"},{"v":5.116197446,"d":"5.12E+00"},{"v":28.21553941,"d":"2.82E+01"},0,0,0,0]
["MGF2E","S",0.49166009980000003,0.04507324171,0.4267496835,{"v":0.0934504481999999,"d":"9.35E-02"},{"v":2.488833042,"d":"2.49E+00"},{"v":23.76495018,"d":"2.38E+01"},0,0,0,0]
["MGF2O","S",0.48755108,0.04338408,0.39875031,0.09461442,2.3120353,23.793604,0,0,0,0]
["MGO","S",0.01062483491,0.2728106279,1.946468086,0.1035597465,8.608971915,28.2060716,0,0,0,0]
["NACL","S",0.3024099146,0.186370226,1.027779339,0.08411401993,3.64873529,62.424745,0,0,0,0]
["NAF","S",0.1019383161,0.1277871611,0.6412740525,{"v":0.0701068932,"d":"7.01E-02"},{"v":1.4339433,"d":"1.43E+00"},{"v":29.93123943,"d":"2.99E+01"},0,0,0,0]
["PBF2","S",0.06476890886,0.2664848652,1.929126523,{"v":0.1376631135,"d":"1.38E-01"},{"v":42.15233246,"d":"4.22E+01"},{"v":116.1302193,"d":"1.16E+02"},0,0,0,0]
["PCARB","S",1.08345094,0.0687170416,0.357157968,{"v":0.225797857,"d":"2.26E-01"},{"v":2323.61117,"d":"2.32E+03"},{"v":133.542841,"d":"1.34E+02"},-3.00464745,5.05436544,0,0]
["PSTYR","S",0.828012298,0.0709807175,0.620241271,{"v":0.186535627,"d":"1.87E-01"},{"v":1125.00391,"d":"1.13E+03"},{"v":95.9900974,"d":"9.60E+01"},-93.9284037,-27.8802386,0,0]
["SAPHIR","S",1.322660829,0.106742038,0.7594940153,0.04783490964,2.150975916,14.70130855,24.78540634,61.64537891,0,0]
["SCGERM","S",0.7148305299,1.061075097,14.28114408,0.4028786574,0,0,0,0,0,0]
["SCGERMLW","S",14.98125,0.4805828,0.0005180642,4.627316,-5.797351,258.2802,0,0,0,0]
["SCGERMMW","S",0.7148305299,1.061075097,14.28114408,0.4028786574,0,0,0,0,0,0]
["SILICA","S",0.1945773949,0.1192472768,0.1485676411,0.1186813304,0.7609636424,0.07175045384,0.0008818576643,4.641180337,0.9357657834,10.12002016]
["SILICN","S",0.2245611,0.6207851,10.44695,{"v":0.2904247,"d":"2.90E-01"},{"v":-0.0866179599999999,"d":"-8.66E-02"},{"v":37.68936,"d":"3.77E+01"},0,0,0,0]
["WATER","S",0.7592504,0.09568208,0.02429797,1.789668,0,0,0,0,0,0]
["ZNS","S",0.2859033976,0.3180336919,0.5611148201,{"v":0.2184476771,"d":"2.18E-01"},{"v":3.252709722,"d":"3.25E+00"},{"v":0.1701723601,"d":"1.70E-01"},0.09422216754,30.6356521,2.644455013,34.07159649]
["ZNSE","S",0.1692728267,0.4112250834,0.414933764,{"v":0.3596171931,"d":"3.60E-01"},{"v":4.341242875,"d":"4.34E+00"},{"v":0.1972432811,"d":"1.97E-01"},0.07155380389,31.34629009,3.076100059,49.93758629]

{"sheet":"Sumita","index":19,"n_rows":287,"n_cols":40,"rows_kept":287}
["Name","Eqn","A1","A2","A3","A4","A5","A6","A7","A8","A9","A10","t (mm)",270,280,290,300,310,320,330,340,350,360,370,380,390,400,420,440,460,480,500,550,600,650,700,800,1060,1500,2000]
["BAF1","L",2.3807194,-0.0088628548,{"v":0.01413266,"d":"1.41E-02"},{"v":0.0007781352,"d":"7.78E-04"},{"v":-6.1040108E-5,"d":"-6.10E-05"},{"v":4.1652323e-06,"d":"4.17E-06"},0,0,0,0,10,0,0,0,0,0.05,0.36,0.714,0.873,0.947,0.975,0.985,0.988,0.995,0.997,0.997,0.997,0.997,0.997,0.997,0.997,0.997,0.998,0.998,0.998,0.998,0.997,0.918]
["BAF10","L",2.7285663,-9.6871822E-3,0.020640158,0.00047067741,{"v":-4.4169395e-06,"d":"-4.42E-06"},{"v":2.0375466E-6,"d":"2.04E-06"},0,0,0,0,10,0,0,0,0,0,0,0,0,0.076,0.289,0.558,0.746,0.786,0.915,0.964,0.978,0.985,0.99,0.995,0.997,0.997,0.997,0.998,0.998,0.998,0.998,0.98]
["BAF11","L",2.7202013,-0.010140374,0.019532939,{"v":0.00062156879,"d":"6.22E-04"},{"v":-3.170161e-05,"d":"-3.17E-05"},{"v":3.3154495E-6,"d":"3.32E-06"},0,0,0,0,10,0,0,0,0,0,0,0,0.05,0.223,0.528,0.759,0.873,0.933,0.963,0.981,0.985,0.99,0.991,0.995,0.997,0.997,0.997,0.998,0.998,0.998,0.998,0.978]
["BAF12","L",2.6263688,-0.0081822443,0.021212967,0.00015308351,{"v":4.3537326e-05,"d":"4.35E-05"},{"v":-3.1692421e-07,"d":"-3.17E-07"},0,0,0,0,10,0,0,0,0,0,0,0,0.138,0.425,0.663,0.806,0.88,0.923,0.947,0.971,0.981,0.984,0.987,0.988,0.992,0.992,0.995,0.997,0.998,0.998,0.998,0.995]
["BAF3","L",2.4614368,-0.012559687,0.013043852,0.0015514968,-1.5232068E-4,{"v":9.011435e-06,"d":"9.01E-06"},0,0,0,0,10,0,0,0,0,0,0,0.027,0.279,0.625,0.816,0.912,0.95,0.971,0.978,0.985,0.985,0.988,0.99,0.99,0.992,0.995,0.995,0.997,0.998,0.998,0.998,0.968]
["BAF4","L",2.525858,-0.010870078,0.016542807,1.1569891E-3,{"v":-8.8562388e-05,"d":"-8.86E-05"},{"v":6.1033724e-06,"d":"6.10E-06"},0,0,0,0,10,0,0,0,0,0,0,0.04,0.145,0.505,0.768,0.887,0.943,0.967,0.978,0.985,0.988,0.988,0.99,0.992,0.994,0.995,0.997,0.997,0.998,0.998,0.998,0.975]
["BAF5","L",2.5336529,-0.0090692334,0.016953197,{"v":0.00046812228,"d":"4.68E-04"},{"v":-1.191248E-5,"d":"-1.19E-05"},{"v":1.567133e-06,"d":"1.57E-06"},0,0,0,0,10,0,0,0,0,0,0.037,0.329,0.646,0.812,0.897,0.94,0.96,0.971,0.98,0.985,0.988,0.99,0.991,0.994,0.995,0.997,0.997,0.998,0.998,0.997,0.992,0.971]
["BAFN1","L",2.7675172,-0.010367421,0.020151257,0.0012573013,-0.00010596132,{"v":7.5020291e-06,"d":"7.50E-06"},0,0,0,0,10,0,0,0,0,0,0,0.01,0.196,0.54,0.772,0.883,0.936,0.961,0.975,0.985,0.988,0.991,0.995,0.995,0.997,0.997,0.997,0.998,0.998,0.998,0.998,0.985]
["BAFN3","L",2.713194654163,-0.01081454532687,0.01948414783692,0.0004443054240255,{"v":-4.076627192262e-06,"d":"-4.08E-06"},{"v":1.392964435354e-06,"d":"1.39E-06"},0,0,0,0,10,0,0,0,0,0,0,1E-3,0.07,0.338,0.615,0.788,0.88,0.93,0.956,0.974,0.981,0.986,0.99,0.993,0.995,0.996,0.998,0.998,0.998,0.998,0.997,0.975]
["BAK1","L",2.4335798,-0.0088716928,0.013827884,0.00026757559,{"v":-4.1176327e-06,"d":"-4.12E-06"},{"v":4.8297313e-07,"d":"4.83E-07"},0,0,0,0,10,0,0,0.027,0.17,0.403,0.644,0.806,0.905,0.954,0.971,0.982,0.995,0.997,0.997,0.997,0.997,0.998,0.998,0.998,0.998,0.998,0.998,0.998,0.998,0.995,0.985,0.947]
["BAK2","L",2.3362609,-0.0083060435,0.012795944,{"v":8.1144143e-05,"d":"8.11E-05"},{"v":1.5937406e-05,"d":"1.59E-05"},{"v":-6.0181372e-07,"d":"-6.02E-07"},0,0,0,0,10,0,0,0.042,0.251,0.447,0.675,0.823,0.901,0.943,0.964,0.974,0.975,0.982,0.985,0.985,0.985,0.988,0.988,0.99,0.994,0.995,0.995,0.997,0.998,0.998,0.997,0.943]
["BAK4","L",2.422011,-0.0093683029,0.013736364,{"v":0.0003454155,"d":"3.45E-04"},{"v":-1.212586e-05,"d":"-1.21E-05"},{"v":9.236992E-7,"d":"9.24E-07"},0,0,0,0,10,0,0,0,0,0.051,0.27,0.546,0.747,0.867,0.932,0.964,0.975,0.982,0.994,0.995,0.995,0.997,0.997,0.997,0.997,0.997,0.998,0.998,0.998,0.99,0.978,0.943]
["BALF6","L",2.4811792,-0.0093663791,0.01529493,{"v":0.00033395127,"d":"3.34E-04"},{"v":-1.8459216E-6,"d":"-1.85E-06"},{"v":5.7756517e-07,"d":"5.78E-07"},0,0,0,0,10,0,0,0,0,0.067,0.435,0.763,0.897,0.953,0.975,0.987,0.992,0.995,0.997,0.998,0.998,0.998,0.998,0.998,0.998,0.998,0.998,0.998,0.998,0.995,0.988,0.96]
["BALK3","L",2.2714447,-0.0073550007,0.012528285,{"v":-3.4275291e-05,"d":"-3.43E-05"},{"v":2.1642578e-05,"d":"2.16E-05"},{"v":-5.9928023e-07,"d":"-5.99E-07"},0,0,0,0,10,0,0,0.025,0.107,0.464,0.694,0.839,0.92,0.957,0.978,0.982,0.985,0.994,0.995,0.997,0.997,0.997,0.997,0.997,0.998,0.998,0.998,0.998,0.998,0.995,0.992,0.901]
["BASF1","L",2.5784155,-9.0384934E-3,0.022066715,0.00048007095,{"v":3.3201301e-05,"d":"3.32E-05"},{"v":5.1943083e-07,"d":"5.19E-07"},0,0,0,0,10,0,0,0,0,0,0,0.066,0.403,0.688,0.829,0.901,0.936,0.957,0.971,0.98,0.981,0.982,0.985,0.988,0.99,0.991,0.995,0.997,0.998,0.995,0.982,0.951]
["BASF12","L",2.7157255,-0.0085850692,0.02429997,0.00065374795,{"v":-2.6114074e-06,"d":"-2.61E-06"},{"v":3.7821413e-06,"d":"3.78E-06"},0,0,0,0,10,0,0,0,0,0,0,0,0,0.027,0.255,0.576,0.775,0.873,0.922,0.96,0.974,0.981,0.982,0.985,0.99,0.992,0.994,0.995,0.998,0.998,0.998,0.982]
["BASF2","L",2.6939664,-0.0096825439,0.024521643,0.0011226808,{"v":-4.4848426E-5,"d":"-4.48E-05"},{"v":6.4258823e-06,"d":"6.43E-06"},0,0,0,0,10,0,0,0,0,0,0,0,0.063,0.309,0.566,0.742,0.841,0.901,0.947,0.978,0.988,0.994,0.995,0.997,0.997,0.997,0.998,0.998,0.998,0.997,0.988,0.953]
["BASF3","L",2.5200247,-0.0074588605,0.02146852,0.0002819514,{"v":4.046225e-05,"d":"4.05E-05"},{"v":2.021043E-7,"d":"2.02E-07"},0,0,0,0,10,0,0,0,0,0,0.032,0.251,0.615,0.819,0.904,0.948,0.964,0.978,0.985,0.99,0.99,0.991,0.994,0.995,0.995,0.997,0.997,0.998,0.998,0.998,0.998,0.961]
["BASF6","L",2.713365,-0.0095447373,0.022686918,5.2419627E-4,{"v":1.8835522E-5,"d":"1.88E-05"},{"v":1.1090148E-6,"d":"1.11E-06"},0,0,0,0,10,0,0,0,0,0,0,0,0.13,0.459,0.697,0.826,0.894,0.933,0.957,0.975,0.985,0.991,0.995,0.995,0.997,0.997,0.997,0.998,0.998,0.998,0.997,0.988]
["BASF7","L",2.8206362,-0.0097755527,0.025187638,0.00055949408,{"v":5.6712448e-06,"d":"5.67E-06"},{"v":2.6424639E-6,"d":"2.64E-06"},0,0,0,0,10,0,0,0,0,0,0,0,0.022,0.251,0.552,0.753,0.85,0.905,0.939,0.968,0.981,0.988,0.99,0.995,0.997,0.997,0.997,0.998,0.998,0.998,0.997,0.982]
["BASF8","L",2.8897009,-0.012081838,0.025663767,0.0014303905,{"v":-9.48090199999999E-5,"d":"-9.48E-05"},{"v":8.7572103e-06,"d":"8.76E-06"},0,0,0,0,10,0,0,0,0,0,0,0,0.021,0.158,0.43,0.631,0.762,0.846,0.897,0.95,0.974,0.982,0.988,0.994,0.995,0.997,0.997,0.998,0.998,0.995,0.985,0.967]
["BK1","L",2.2508689,-0.00907650999999999,0.010845626,1.4118936E-4,{"v":1.3318603e-06,"d":"1.33E-06"},{"v":5.9688505e-08,"d":"5.97E-08"},0,0,0,0,10,0,0,0.032,0.192,0.47,0.708,0.782,0.925,0.963,0.978,0.985,0.985,0.995,0.995,0.995,0.994,0.995,0.995,0.997,0.997,0.997,0.997,0.998,0.998,0.997,0.994,0.904]
["BK3","L",2.2178038,-0.010047625,0.010237891,{"v":0.0001133049,"d":"1.13E-04"},{"v":-7.3326462e-07,"d":"-7.33E-07"},{"v":2.5769068E-7,"d":"2.58E-07"},0,0,0,0,10,0,0.037,0.232,0.516,0.74,0.868,0.929,0.964,0.978,0.985,0.985,0.985,0.994,0.992,0.994,0.994,0.994,0.995,0.997,0.997,0.997,0.998,0.998,0.998,0.998,0.985,0.947]
["BPG2","L",2.3902603,-0.0087371459,0.014541638,0.00016879648,{"v":1.3006747e-05,"d":"1.30E-05"},{"v":-7.1838473e-08,"d":"-7.18E-08"},0,0,0,0,10,0,0,0,0,0,0,0.013,0.223,0.54,0.762,0.873,0.929,0.957,0.971,0.98,0.982,0.985,0.988,0.988,0.991,0.992,0.992,0.995,0.995,0.998,0.998,0.982]
["F1","L",2.5712758,-0.0085633297,0.023782403,0.00070039703,{"v":7.98681719999999e-06,"d":"7.99E-06"},{"v":2.9847088e-06,"d":"2.98E-06"},0,0,0,0,10,0,0,0,0,0.02,0.27,0.613,0.808,0.901,0.947,0.963,0.98,0.988,0.99,0.995,0.997,0.997,0.997,0.998,0.998,0.998,0.998,0.998,0.998,0.99,0.982,0.939]
["F2","L",2.5515548,-0.0069399447,0.025283916,{"v":-5.5950732E-5,"d":"-5.60E-05"},1.1911086E-4,{"v":-3.723443e-06,"d":"-3.72E-06"},0,0,0,0,10,0,0,0,0,0,0,0.279,0.707,0.894,0.951,0.974,0.978,0.985,0.985,0.988,0.988,0.988,0.988,0.99,0.991,0.995,0.995,0.997,0.998,0.997,0.995,0.965]
["F3","L",2.5337577,-0.00839153479999999,0.022367292,{"v":0.0006895157,"d":"6.90E-04"},{"v":-5.5312812e-06,"d":"-5.53E-06"},{"v":3.4500321E-6,"d":"3.45E-06"},0,0,0,0,10,0,0,0,0,0.037,0.319,0.675,0.853,0.925,0.957,0.971,0.982,0.99,0.991,0.995,0.995,0.997,0.997,0.997,0.998,0.998,0.998,0.998,0.998,0.998,0.992,0.94]
["F4","L",2.5446913,-0.00857410309999999,0.022583001,{"v":0.00073027237,"d":"7.30E-04"},{"v":-6.5715324e-06,"d":"-6.57E-06"},{"v":3.5729091e-06,"d":"3.57E-06"},0,0,0,0,10,0,0,0,0,0.027,0.299,0.656,0.837,0.919,0.957,0.967,0.98,0.988,0.988,0.988,0.99,0.99,0.994,0.994,0.995,0.995,0.995,0.997,0.998,0.998,0.995,0.955]
["F5","L",2.506981,-0.0086630204,0.021053341,{"v":0.0007409322,"d":"7.41E-04"},{"v":-2.1857303E-5,"d":"-2.19E-05"},{"v":4.1824557E-6,"d":"4.18E-06"},0,0,0,0,10,0,0,0,0,0,0.1,0.493,0.779,0.894,0.946,0.971,0.974,0.985,0.988,0.988,0.988,0.991,0.991,0.994,0.994,0.997,0.997,0.998,0.998,0.998,0.998,0.953]
["F8","L",2.4849993,-0.00880817469999999,0.02005451,{"v":0.00068413811,"d":"6.84E-04"},{"v":-1.5648635E-5,"d":"-1.56E-05"},{"v":3.3676638e-06,"d":"3.37E-06"},0,0,0,0,10,0,0,0,0,0,0.13,0.482,0.736,0.86,0.922,0.954,0.959,0.974,0.982,0.985,0.985,0.988,0.988,0.99,0.994,0.995,0.997,0.998,0.998,0.998,0.998,0.953]
["K3","L",2.2697041,-0.0071334908,0.013314295,-2.3181828E-4,{"v":5.6167533e-05,"d":"5.62E-05"},{"v":-2.4785272e-06,"d":"-2.48E-06"},0,0,0,0,10,0,0,0,0.017,0.241,0.57,0.792,0.908,0.957,0.98,0.982,0.985,0.991,0.994,0.992,0.992,0.995,0.995,0.995,0.997,0.997,0.998,0.998,0.998,0.998,0.998,0.912]
["K5","L",2.2843076,-0.00820099889999999,0.012334967,{"v":3.9915279e-05,"d":"3.99E-05"},{"v":2.0073945e-05,"d":"2.01E-05"},{"v":-7.39979e-07,"d":"-7.40E-07"},0,0,0,0,10,0,0,0,0.1,0.35,0.588,0.766,0.876,0.929,0.957,0.971,0.974,0.982,0.988,0.988,0.99,0.99,0.994,0.994,0.995,0.995,0.995,0.997,0.998,0.99,0.982,0.925]
["K7","L",2.2509295,-0.0078312663,0.012111011,{"v":-7.1712558E-5,"d":"-7.17E-05"},{"v":3.7220148e-05,"d":"3.72E-05"},{"v":-1.7882575e-06,"d":"-1.79E-06"},0,0,0,0,10,0,0,0,0.072,0.36,0.65,0.833,0.915,0.954,0.974,0.98,0.978,0.985,0.99,0.99,0.99,0.99,0.992,0.992,0.995,0.997,0.997,0.998,0.998,0.997,0.992,0.933]
["KBAF8","L",2.5830562,-0.01131971,0.018817464,{"v":0.00027063309,"d":"2.71E-04"},{"v":2.1527561E-5,"d":"2.15E-05"},{"v":7.7761941e-07,"d":"7.78E-07"},0,0,0,0,10,0,0,0,0,0,0,0,0.039,0.292,0.591,0.774,0.873,0.924,0.952,0.973,0.982,0.985,0.989,0.994,0.996,0.996,0.997,0.997,0.997,0.998,0.996,0.977]
["KBAF9","L",2.6455399,-0.010990833,0.018955207,{"v":0.00040800743,"d":"4.08E-04"},{"v":9.93463399999999e-06,"d":"9.93E-06"},{"v":9.3197902e-07,"d":"9.32E-07"},0,0,0,0,10,0,0,0,0,0,0,0,0,0.114,0.383,0.63,0.79,0.879,0.928,0.965,0.978,0.983,0.988,0.991,0.996,0.996,0.995,0.997,0.998,0.998,0.998,0.98]
["KBAFN1","L",2.7669297,-0.011669996,0.02151984,{"v":0.00070810281,"d":"7.08E-04"},{"v":-2.495822e-05,"d":"-2.50E-05"},{"v":3.7747946e-06,"d":"3.77E-06"},0,0,0,0,10,0,0,0,0,0,0,0,0,0.094,0.362,0.617,0.772,0.863,0.912,0.957,0.971,0.977,0.985,0.99,0.995,0.996,0.998,0.998,0.998,0.998,0.998,0.979]
["KBAFN3","L",2.7128944,-0.010619935,0.019653632,{"v":0.00040051165,"d":"4.01E-04"},{"v":1.1626539E-6,"d":"1.16E-06"},{"v":1.1579589E-6,"d":"1.16E-06"},0,0,0,0,10,0,0,0,0,0,0,0,0.07,0.338,0.615,0.788,0.88,0.93,0.956,0.974,0.981,0.986,0.99,0.993,0.995,0.996,0.998,0.998,0.998,0.998,0.997,0.975]
["KBASF12","L",2.7201325,-0.012755345,0.02235917,1.1060351E-3,{"v":-5.6019485E-5,"d":"-5.60E-05"},{"v":5.8998558e-06,"d":"5.90E-06"},0,0,0,0,10,0,0,0,0,0,0,0.055,0.309,0.567,0.726,0.821,0.881,0.923,0.947,0.971,0.979,0.984,0.987,0.992,0.998,0.998,0.998,0.998,0.998,0.998,0.998,0.985]
["KBASF4","L",2.6590501,-0.011944106,0.02185629,1.1761807E-3,{"v":-7.8567029e-05,"d":"-7.86E-05"},{"v":8.1413835e-06,"d":"8.14E-06"},0,0,0,0,10,0,0,0,0,0,0,0,1E-3,0.103,0.464,0.738,0.86,0.919,0.948,0.971,0.981,0.985,0.989,0.992,0.998,0.998,0.998,0.998,0.998,0.998,0.998,0.983]
["KBASF5","L",2.5165762,-0.01183779,0.017631594,9.5834052E-4,{"v":-6.7623905e-05,"d":"-6.76E-05"},{"v":6.2543393e-06,"d":"6.25E-06"},0,0,0,0,10,0,0,0,0,0,0,0,2E-3,0.119,0.486,0.752,0.871,0.926,0.953,0.975,0.985,0.989,0.992,0.995,0.997,0.998,0.998,0.998,0.998,0.998,0.995,0.971]
["KBK7","L",2.2705778,-0.010059376,0.010414999,0.00028872517,{"v":-2.2214495e-05,"d":"-2.22E-05"},{"v":1.4258559e-06,"d":"1.43E-06"},0,0,0,0,10,0.02,0.064,0.243,0.508,0.724,0.859,0.932,0.964,0.979,0.991,0.99,0.992,0.996,0.996,0.996,0.995,0.995,0.995,0.998,0.998,0.998,0.998,0.998,0.998,0.998,0.998,0.959]
["KBOC20","L",3.8410887,-0.015801048,0.055983447,0.0030905124,-0.00016655999,2.7794823E-5,0,0,0,0,10,0,0,0,0,0,0,0,0,0,0,0.022,0.122,0.277,0.43,0.662,0.789,0.859,0.901,0.932,0.973,0.986,0.99,0.994,0.998,0.998,0.998,0.993]
["KBOC30","L",3.8356956,-0.015106203,0.06003757,{"v":2.6135256E-3,"d":"2.61E-03"},{"v":-1.9280273e-05,"d":"-1.93E-05"},{"v":2.0127922e-05,"d":"2.01E-05"},0,0,0,0,10,0,0,0,0,0,0,0,0,0,0,0,0.069,0.201,0.352,0.602,0.757,0.838,0.888,0.922,0.972,0.982,0.984,0.988,0.994,0.998,0.998,0.987]
["KBPG2","L",2.3909284,-0.0090241173,0.014036614,0.00033108428,{"v":-9.985229e-06,"d":"-9.99E-06"},{"v":1.1070906e-06,"d":"1.11E-06"},0,0,0,0,10,0,0,0,0,0,0,0.013,0.223,0.54,0.762,0.873,0.929,0.957,0.971,0.98,0.982,0.985,0.988,0.988,0.991,0.992,0.992,0.995,0.995,0.998,0.998,0.982]
["KCAFK95","L",2.0408226,-0.0045471403,5.8631038E-3,{"v":0.00012966471,"d":"1.30E-04"},{"v":-1.1902639E-5,"d":"-1.19E-05"},{"v":6.9279944e-07,"d":"6.93E-07"},0,0,0,0,10,0.022,0.103,0.288,0.534,0.739,0.871,0.935,0.968,0.989,0.993,0.995,0.998,0.998,0.998,0.998,0.998,0.998,0.998,0.998,0.998,0.998,0.998,0.998,0.998,0.998]
["KCAFK95M","L",2.0377918,-0.0045854882,0.0057460341,{"v":1.4824175E-4,"d":"1.48E-04"},{"v":-1.2924899e-05,"d":"-1.29E-05"},{"v":6.7640906e-07,"d":"6.76E-07"},0,0,0,0,10,0.021,0.06,0.158,0.329,0.541,0.734,0.861,0.933,0.97,0.984,0.994,0.997,0.998,0.998,0.998,0.998,0.998,0.998,0.998,0.998,0.998,0.998,0.998,0.998,0.998,0.997,0.991]
["KCD120","L",2.8630662,-0.011977981,0.032706279,{"v":1.6821116E-3,"d":"1.68E-03"},{"v":-7.4783483E-5,"d":"-7.48E-05"},{"v":1.4696883E-5,"d":"1.47E-05"},0,0,0,0,10,0.089,0.392,0.639,0.773,0.846,0.919,0.95,0.965,0.973,0.979,0.992,0.992,0.992,0.993,0.998,0.998,0.998,0.982]
["KCD120M","L",2.8398034,-0.011893586,0.03115793,1.8504658E-3,-1.0451266E-4,{"v":1.6018658e-05,"d":"1.60E-05"},0,0,0,0,10,0,0,0,0,0,0,0,0,0,0.026,0.253,0.525,0.703,0.808,0.914,0.954,0.97,0.981,0.99,0.998,0.998,0.998,0.998,0.998,0.995,0.991,0.96]
["KCD300","L",2.7660702,-0.010339855,0.030603824,0.0016069801,-8.5220479e-05,1.4076295e-05,0,0,0,0,10,0.123,0.442,0.693,0.826,0.894,0.953,0.965,0.973,0.979,0.985,0.994,0.998,0.998,0.998,0.998,0.998,0.998,0.974]
["KCD45","L",2.780768,-0.011432782,0.02823867,0.0009260712,{"v":5.9615098e-06,"d":"5.96E-06"},{"v":5.5996227e-06,"d":"5.60E-06"},0,0,0,0,10,0.043,0.321,0.605,0.755,0.843,0.893,0.942,0.962,0.973,0.979,0.988,0.997,0.997,0.998,0.998,0.998,0.997,0.996,0.968]
["KCD45M","L",2.7618542,-0.011387611,0.02681912,0.0011728044,{"v":-3.975188E-5,"d":"-3.98E-05"},{"v":8.2439775e-06,"d":"8.24E-06"},0,0,0,0,10,0,0,0,0,0,0,0,1E-3,0.033,0.27,0.551,0.727,0.824,0.881,0.94,0.961,0.971,0.98,0.986,0.994,0.994,0.994,0.994,0.996,0.998,0.998,0.969]
["KCSK12","L",2.4800407,-0.011143481,0.01284031,5.3343187E-4,{"v":-4.4087421e-05,"d":"-4.41E-05"},{"v":2.4141463e-06,"d":"2.41E-06"},0,0,0,0,10,0,0,0,0,0.079,0.386,0.679,0.843,0.923,0.963,0.972,0.984,0.99,0.998,0.998,0.998,0.998,0.998,0.998,0.998,0.998,0.998,0.998,0.998,0.994,0.988,0.965]
["KCSK120","L",2.4804566,-0.01071977,0.0135632,0.00034918608,{"v":-2.3041786e-05,"d":"-2.30E-05"},{"v":1.5937217E-6,"d":"1.59E-06"},0,0,0,0,10,0.125,0.445,0.712,0.866,0.937,0.967,0.985,0.989,0.998,0.998,0.998,0.998,0.998,0.998,0.998,0.998,0.998,0.998,0.998,0.998,0.998,0.998,0.973]
["KCSK120M","L",2.4722418,-0.01073376,0.013736108,0.00027440551,{"v":-9.8995396e-06,"d":"-9.90E-06"},{"v":8.2295122e-07,"d":"8.23E-07"},0,0,0,0,10,0,0,0,0,0.079,0.386,0.679,0.843,0.923,0.963,0.972,0.984,0.99,0.998,0.998,0.998,0.998,0.998,0.998,0.998,0.998,0.998,0.998,0.998,0.994,0.988,0.965]
["KF2","L",2.2893616,-0.0077272348,0.014259275,0.00014489878,{"v":1.5659119e-05,"d":"1.57E-05"},{"v":2.7300957E-8,"d":"2.73E-08"},0,0,0,0,10,0,0,0.048,0.319,0.625,0.812,0.915,0.961,0.98,0.982,0.991,0.995,0.995,0.995,0.994,0.995,0.997,0.997,0.998,0.998,0.998,0.998,0.998,0.998,0.997,0.995,0.933]
["KF3","L",2.2595072,-0.0087017925,0.011691949,{"v":0.00050751817,"d":"5.08E-04"},{"v":-4.0895778e-05,"d":"-4.09E-05"},{"v":2.6801217e-06,"d":"2.68E-06"},0,0,0,0,10,0,0,0,0.122,0.6,0.839,0.936,0.967,0.977,0.982,0.982,0.985,0.988,0.988,0.988,0.988,0.988,0.99,0.99,0.991,0.994,0.994,0.995,0.998,0.994,0.985,0.929]
["KF4","L",2.3138571,-0.0091408348,0.012749755,0.0006097992,{"v":-4.6036549e-05,"d":"-4.60E-05"},{"v":3.2022402e-06,"d":"3.20E-06"},0,0,0,0,10,0,0,0,0.04,0.35,0.701,0.878,0.947,0.978,0.991,0.995,0.995,0.995,0.995,0.995,0.995,0.995,0.997,0.997,0.997,0.998,0.998,0.998,0.998,0.998,0.994,0.936]
["KF5","L",2.2805538,-0.00820263209999999,0.013809438,0.00023995092,{"v":2.0338215E-6,"d":"2.03E-06"},{"v":7.9906252e-07,"d":"7.99E-07"},0,0,0,0,10,0,0,0,0.021,0.241,0.644,0.853,0.932,0.964,0.978,0.982,0.982,0.988,0.99,0.99,0.99,0.991,0.991,0.994,0.994,0.995,0.997,0.997,0.998,0.995,0.992,0.922]
["KF6","L",2.2649653,-0.0083248013,0.013283615,2.2574784E-4,{"v":2.2142083e-06,"d":"2.21E-06"},{"v":6.8028597E-7,"d":"6.80E-07"},0,0,0,0,10,0,0,0,0.024,0.425,0.758,0.915,0.965,0.985,0.99,0.994,0.995,0.997,0.997,0.997,0.997,0.997,0.997,0.997,0.997,0.997,0.997,0.998,0.998,0.998,0.998,0.943]
["KFK5","L",2.189197,-0.0097642231,0.0086917382,{"v":0.00023646623,"d":"2.36E-04"},{"v":-1.7699987e-05,"d":"-1.77E-05"},{"v":9.6989631e-07,"d":"9.70E-07"},0,0,0,0,10,0.324,0.625,0.833,0.929,0.968,0.977,0.982,0.985,0.988,0.99,0.99,0.99,0.99,0.99,0.991,0.991,0.991,0.991,0.991,0.994,0.995,0.995,0.997,0.998,0.998,0.978,0.968]
["KGFK68","L",2.4994867,-5.9285872E-3,0.012743526,0.00015469636,{"v":3.9947612e-06,"d":"3.99E-06"},{"v":-1.760356e-07,"d":"-1.76E-07"},0,0,0,0,10,0.404,0.497,0.606,0.689,0.678,0.866,0.914,0.957,0.973,0.985,0.994,0.995,0.992,0.998,0.998,0.998,0.998,0.998,0.998,0.998,0.998,0.998,0.998,0.998,0.998,0.998,0.997]
["KGFK68M","L",2.4921178,-0.0059252429,0.012541311,{"v":0.00020379328,"d":"2.04E-04"},{"v":-3.7798198E-6,"d":"-3.78E-06"},{"v":2.5829936e-07,"d":"2.58E-07"},0,0,0,0,10,0,0.179,0.255,0.376,0.384,0.69,0.819,0.901,0.953,0.978,0.99,0.995,0.997,0.997,0.997,0.997,0.997,0.997,0.997,0.998,0.998,0.998,0.998,0.998,0.992,0.988,0.982]
["KGFK70","L",2.4293935,-0.0057591097,0.011512013,{"v":0.0001324924,"d":"1.32E-04"},{"v":7.3250033e-06,"d":"7.33E-06"},{"v":-5.7195445e-07,"d":"-5.72E-07"},0,0,0,0,10,0.476,0.581,0.732,0.799,0.681,0.916,0.957,0.979,0.992,0.987,0.994,0.996,0.991,0.992,0.997,0.997,0.997,0.998,0.998,0.998,0.998,0.998,0.998,0.998,0.998,0.998,0.998]
["KGFK70M","L",2.4208616,-0.0057307899,0.011396384,{"v":0.00014964607,"d":"1.50E-04"},{"v":3.8084377e-06,"d":"3.81E-06"},{"v":-3.2734834e-07,"d":"-3.27E-07"},0,0,0,0,10,0,0.029,0.1,0.225,0.358,0.625,0.782,0.882,0.94,0.968,0.981,0.988,0.99,0.992,0.992,0.992,0.992,0.992,0.994,0.997,0.997,0.998,0.998,0.998,0.998,0.998,0.998]
["KGIR140","L",2.9854628,-0.0065859032,0.026407911,0.00084695423,{"v":-3.2505558e-05,"d":"-3.25E-05"},{"v":3.1878545e-06,"d":"3.19E-06"},0,0,0,0,10,0,0.014,0.105,0.241,0.329,0.606,0.736,0.829,0.888,0.92,0.942,0.968,0.975,0.983,0.989,0.994,0.998,0.998,0.998,0.998,0.998,0.998,0.998,0.998,0.998,0.998,0.998]
["KGIR79","L",3.3195074,-0.0085801253,0.039978521,1.4465322E-3,{"v":-3.0453007E-5,"d":"-3.05E-05"},{"v":7.8005005e-06,"d":"7.80E-06"},0,0,0,0,10,0,0,0,0,0,0,0,0,0.044,0.171,0.306,0.432,0.549,0.649,0.778,0.849,0.894,0.928,0.952,0.987,0.991,0.994,0.992,0.994,0.998,0.998,0.998]
["KLAF2","L",2.969235,-0.01236657,0.024178838,0.00087063153,{"v":-4.4196612e-05,"d":"-4.42E-05"},{"v":4.4742987e-06,"d":"4.47E-06"},0,0,0,0,10,0,0,0,0,0,0,0,0.027,0.279,0.606,0.795,0.882,0.925,0.947,0.967,0.974,0.978,0.982,0.985,0.99,0.992,0.994,0.997,0.998,0.998,0.998,0.974]
["KLAF3","L",2.8849358,-0.012668322,0.021170498,0.00085117754,{"v":-4.902482E-5,"d":"-4.90E-05"},{"v":3.7361709e-06,"d":"3.74E-06"},0,0,0,0,10,0,0,0,0,0,0,0,0.154,0.482,0.746,0.867,0.92,0.946,0.957,0.968,0.971,0.977,0.981,0.985,0.988,0.988,0.991,0.994,0.998,0.997,0.994,0.971]
["KLAFK50","L",3.070131,-0.012037535,0.023978866,5.6153238E-4,{"v":-1.0529871E-5,"d":"-1.05E-05"},{"v":1.1710915E-6,"d":"1.17E-06"},0,0,0,0,10,0,0.05,0.119,0.245,0.237,0.547,0.671,0.783,0.861,0.918,0.952,0.969,0.986,0.987,0.994,0.993,0.995,0.998,0.998,0.998,0.998,0.998,0.998,0.998,0.998,0.998,0.97]
["KLAFK50M","L",3.0568421,-0.011998981,0.024194996,4.815051E-4,{"v":2.2084112e-06,"d":"2.21E-06"},{"v":4.3040075e-07,"d":"4.30E-07"},0,0,0,0,10,0,0.05,0.119,0.245,0.237,0.547,0.671,0.783,0.861,0.918,0.952,0.969,0.986,0.987,0.994,0.993,0.995,0.997,0.998,0.998,0.997,0.998,0.998,0.996,0.998,0.997,0.97]
["KLAFK50T","L",3.0499512,-0.012617622,0.023790052,0.00047378243,{"v":1.3794282E-5,"d":"1.38E-05"},{"v":-8.9478674e-07,"d":"-8.95E-07"},0,0,0,0,10,0,0,0,0.048,0.164,0.437,0.614,0.746,0.847,0.912,0.947,0.969,0.984,0.989,0.995,0.998,0.998,0.998,0.998,0.998,0.998,0.998,0.998,0.998,0.998,0.998,0.968]
["KLAFK55","L",2.8185206,-0.013230603,0.018037587,0.00045589602,{"v":-2.131672E-5,"d":"-2.13E-05"},{"v":1.5724724E-6,"d":"1.57E-06"},0,0,0,0,10,0.033,0.058,0.111,0.186,0.223,0.474,0.639,0.763,0.86,0.919,0.953,0.975,0.983,0.99,0.994,0.996,0.997,0.998,0.998,0.998,0.998,0.998,0.998,0.998,0.998,0.998,0.978]
["KLAFK55M","L",2.8008078,-0.013188685,0.01809632,0.00040852782,{"v":-1.2855113e-05,"d":"-1.29E-05"},{"v":1.0513058e-06,"d":"1.05E-06"},0,0,0,0,10,0,0.011,0.048,0.105,0.164,0.373,0.545,0.699,0.818,0.898,0.944,0.97,0.982,0.991,0.998,0.998,0.998,0.998,0.998,0.998,0.998,0.998,0.998,0.997,0.995,0.992,0.967]
["KLAFK58","L",2.8262526,-0.012785561,0.017234088,{"v":4.436105E-4,"d":"4.44E-04"},{"v":-2.0762175e-05,"d":"-2.08E-05"},{"v":1.2592648E-6,"d":"1.26E-06"},0,0,0,0,10,0.082,0.122,0.202,0.286,0.288,0.57,0.702,0.807,0.874,0.931,0.963,0.972,0.983,0.993,0.998,0.998,0.998,0.998,0.998,0.998,0.998,0.998,0.998,0.998,0.998,0.998,0.979]
["KLAFK60","L",2.6248172,-0.010251149,0.0143793,{"v":0.00024017461,"d":"2.40E-04"},{"v":-1.041901E-6,"d":"-1.04E-06"},{"v":1.0237991E-7,"d":"1.02E-07"},0,0,0,0,10,0.08,0.131,0.232,0.348,0.427,0.654,0.765,0.84,0.875,0.897,0.919,0.947,0.966,0.976,0.987,0.994,0.996,0.998,0.996,0.997,0.998,0.998,0.998,0.998,0.998,0.998,0.985]
["KLAFK60M","L",2.6117274,-0.01021392,0.014472638,0.00020938021,{"v":2.8785693e-06,"d":"2.88E-06"},{"v":-9.06317099999999e-08,"d":"-9.06E-08"},0,0,0,0,10,0.058,0.078,0.169,0.277,0.365,0.581,0.706,0.779,0.822,0.848,0.88,0.912,0.943,0.965,0.982,0.991,0.995,0.997,0.998,0.998,0.998,0.998,0.998,0.998,0.998,0.995,0.977]
["KLAFK63","L",2.6439316,-0.010471601,0.014890809,0.00015162245,1.3530927E-5,-6.5983298e-07,0,0,0,0,10,0.114,0.163,0.273,0.378,0.408,0.662,0.792,0.873,0.924,0.952,0.979,0.984,0.991,0.992,0.993,0.995,0.996,0.997,0.998,0.998,0.998,0.998,0.998,0.998,0.998,0.998,0.98]
["KLAFK65","L",2.7016663,-0.011618909,0.015582285,0.00019824944,1.0097927e-05,-5.2589483E-7,0,0,0,0,10,0.077,0.126,0.206,0.296,0.34,0.593,0.729,0.818,0.882,0.923,0.953,0.973,0.979,0.986,0.991,0.996,0.996,0.998,0.998,0.998,0.998,0.998,0.998,0.998,0.998,0.998,0.979]
["KLAFN1","L",2.7831037,-0.012354306,0.018328162,1.0714523E-3,{"v":-8.5608858e-05,"d":"-8.56E-05"},{"v":5.4247225e-06,"d":"5.42E-06"},0,0,0,0,10,0,0,0,0,0,0,0,0.138,0.482,0.74,0.862,0.919,0.96,0.971,0.974,0.978,0.982,0.985,0.988,0.995,0.995,0.997,0.998,0.998,0.998,0.997,0.977]
["KLAFN11","L",2.8917009,-0.011920903,0.022558933,0.00079204231,{"v":-4.0820426e-05,"d":"-4.08E-05"},{"v":4.1373045E-6,"d":"4.14E-06"},0,0,0,0,10,0,0,0,0,0,0,0,0.022,0.279,0.631,0.826,0.909,0.943,0.961,0.974,0.981,0.985,0.988,0.99,0.995,0.995,0.997,0.998,0.998,0.998,0.997,0.978]
["KLAFN2","L",2.8209581,-0.012387214,0.01929917,1.0436756E-3,{"v":-7.7921095e-05,"d":"-7.79E-05"},{"v":5.1365409e-06,"d":"5.14E-06"},0,0,0,0,10,0,0,0,0,0,0,0,0.082,0.414,0.708,0.86,0.922,0.951,0.965,0.977,0.982,0.985,0.988,0.992,0.995,0.995,0.997,0.998,0.998,0.998,0.995,0.968]
["KLAFN3","L",2.827081,-0.010220727,0.021224097,0.0006653956,{"v":-3.3316539e-05,"d":"-3.33E-05"},{"v":3.16429e-06,"d":"3.16E-06"},0,0,0,0,10,0,0,0,0,0,0,0,0.114,0.447,0.727,0.862,0.929,0.957,0.971,0.981,0.984,0.985,0.988,0.991,0.992,0.995,0.995,0.998,0.998,0.998,0.998,0.981]
["KLAFN5","L",2.9746618,-0.015490396,0.021676376,0.0007907947,{"v":-3.5069226e-05,"d":"-3.51E-05"},{"v":2.1235401e-06,"d":"2.12E-06"},0,0,0,0,10,0,0,0,0,0,0,0.018,0.188,0.49,0.713,0.838,0.904,0.941,0.958,0.978,0.986,0.99,0.994,0.996,0.998,0.998,0.998,0.998,0.998,0.998,0.995,0.962]
["KLAFN9","L",3.032871,-0.01386928,0.023554889,0.0024226145,-2.5576787E-4,{"v":1.7912149e-05,"d":"1.79E-05"},0,0,0,0,10,0,0,0,0,0,0,0,0,0.054,0.34,0.625,0.775,0.86,0.904,0.946,0.96,0.968,0.977,0.982,0.99,0.995,0.995,0.997,0.998,0.998,0.998,0.982]
["KLAK10","L",2.8960747,-0.011713123,0.021599254,0.00043811038,{"v":5.752903e-06,"d":"5.75E-06"},{"v":-1.7364157e-07,"d":"-1.74E-07"},0,0,0,0,10,0,0,0,0,0.005,0.079,0.366,0.498,0.683,0.803,0.885,0.93,0.953,0.964,0.978,0.981,0.983,0.985,0.988,0.991,0.992,0.995,0.997,0.998,0.998,0.992,0.964]
["KLAK11","L",2.703071,-0.011555097,0.016440907,0.00044044678,{"v":-2.1866961e-05,"d":"-2.19E-05"},{"v":1.3531002e-06,"d":"1.35E-06"},0,0,0,0,10,0,0.012,0.069,0.183,0.345,0.5,0.666,0.778,0.864,0.916,0.948,0.964,0.971,0.98,0.983,0.985,0.988,0.99,0.99,0.992,0.994,0.995,0.997,0.998,0.997,0.99,0.96]
["KLAK12","L",2.7644388,-0.011785176,0.017957173,0.00034733134,{"v":3.6439617e-06,"d":"3.64E-06"},{"v":-3.286378e-07,"d":"-3.29E-07"},0,0,0,0,10,0,0,0,0,0.022,0.138,0.35,0.56,0.727,0.835,0.905,0.94,0.96,0.971,0.981,0.981,0.985,0.985,0.988,0.99,0.992,0.994,0.995,0.998,0.998,0.997,0.971]
["KLAK13","L",2.8106459,-0.010211215,0.02047301,{"v":9.7897189e-05,"d":"9.79E-05"},{"v":3.378933e-05,"d":"3.38E-05"},{"v":-1.1893964e-06,"d":"-1.19E-06"},0,0,0,0,10,0,0,0,0,0,0.13,0.403,0.65,0.799,0.883,0.933,0.96,0.971,0.978,0.985,0.985,0.99,0.99,0.99,0.992,0.995,0.995,0.995,0.998,0.998,0.995,0.971]
["KLAK14","L",2.8277206,-0.013838479,0.0179847,0.00057777884,{"v":-3.7712827e-05,"d":"-3.77E-05"},{"v":2.2935918e-06,"d":"2.29E-06"},0,0,0,0,10,0,0,0,0,0.054,0.17,0.34,0.528,0.682,0.795,0.873,0.9,0.918,0.957,0.968,0.975,0.98,0.982,0.985,0.985,0.99,0.991,0.994,0.997,0.997,0.997,0.968]
["KLAK18","L",2.9333796,-0.014920134,0.020207432,4.1238589E-4,{"v":-1.230332e-05,"d":"-1.23E-05"},{"v":1.1436994e-06,"d":"1.14E-06"},0,0,0,0,10,0,0,0.022,0.058,0.1,0.246,0.398,0.554,0.694,0.799,0.873,0.922,0.947,0.965,0.978,0.982,0.985,0.988,0.99,0.991,0.995,0.997,0.998,0.998,0.998,0.995,0.954]
["KLAK6","L",2.6532657,-0.011570116,0.015955637,{"v":2.3811283E-4,"d":"2.38E-04"},{"v":1.7165459e-05,"d":"1.72E-05"},{"v":-1.4129709E-6,"d":"-1.41E-06"},0,0,0,0,10,0,0,0,0.086,0.289,0.51,0.694,0.812,0.887,0.932,0.957,0.971,0.98,0.982,0.987,0.987,0.99,0.994,0.994,0.994,0.997,0.997,0.998,0.998,0.998,0.997,0.97]
["KLAK7","L",2.6835737,-0.012086498,0.015193489,0.00064847987,{"v":-5.2423893e-05,"d":"-5.24E-05"},{"v":2.8301452e-06,"d":"2.83E-06"},0,0,0,0,10,0,0,0.01,0.066,0.196,0.371,0.558,0.711,0.819,0.891,0.934,0.957,0.971,0.978,0.985,0.988,0.99,0.992,0.994,0.994,0.994,0.994,0.997,0.998,0.998,0.997,0.971]
["KLAK8","L",2.8797142,-0.015009518,0.01933782,0.00048379963,{"v":-1.1367908E-5,"d":"-1.14E-05"},{"v":7.0484275e-07,"d":"7.05E-07"},0,0,0,0,10,0,0,0,0,0.037,0.126,0.27,0.442,0.606,0.743,0.835,0.894,0.929,0.948,0.967,0.974,0.977,0.982,0.985,0.988,0.99,0.991,0.995,0.998,0.998,0.998,0.971]
["KLAK9","L",2.8065086,-0.012084694,{"v":0.018509723,"d":"1.85E-02"},{"v":0.00045689652,"d":"4.57E-04"},{"v":-1.5275984E-5,"d":"-1.53E-05"},{"v":1.0018509e-06,"d":"1.00E-06"},0,0,0,0,10,0,0,0,0,0.051,0.239,0.453,0.633,0.773,0.855,0.916,0.946,0.962,0.971,0.977,0.983,0.984,0.985,0.988,0.99,0.992,0.992,0.995,0.997,0.998,0.992,0.962]
["KLAKN10","L",2.8033541,-0.010283705,0.02081166,0.00027625601,{"v":1.977524e-05,"d":"1.98E-05"},{"v":-2.8127189E-7,"d":"-2.81E-07"},0,0,0,0,10,0,0,0,0,0,0,0.05,0.319,0.637,0.814,0.909,0.95,0.968,0.977,0.982,0.985,0.988,0.99,0.99,0.991,0.992,0.994,0.995,0.998,0.985,0.985,0.964]
["KLAKN11","L",2.70263,-0.012962817,0.01545816,1.0740632E-3,{"v":-9.6733393e-05,"d":"-9.67E-05"},{"v":5.3903883e-06,"d":"5.39E-06"},0,0,0,0,10,0,0,0,0,0,0,0.02,0.187,0.516,0.743,0.86,0.919,0.946,0.964,0.975,0.981,0.985,0.985,0.988,0.99,0.994,0.995,0.997,0.998,0.998,0.998,0.975]
["KLAKN12","L",2.9410903,-0.011791679,0.022466126,0.00034761977,{"v":-1.7639536E-6,"d":"-1.76E-06"},{"v":1.0304373e-06,"d":"1.03E-06"},0,0,0,0,10,0,0,0,0.017,0.079,0.196,0.371,0.54,0.701,0.812,0.887,0.936,0.961,0.974,0.985,0.988,0.99,0.995,0.995,0.997,0.997,0.998,0.998,0.998,0.998,0.998,0.975]
["KLAKN13","L",2.6463583,-0.010354365,0.016498511,0.0002653606,{"v":3.0158827e-06,"d":"3.02E-06"},{"v":1.0423582E-7,"d":"1.04E-07"},0,0,0,0,10,0,0,0,0,0,0.069,0.382,0.669,0.833,0.915,0.954,0.974,0.981,0.988,0.99,0.99,0.992,0.994,0.995,0.995,0.997,0.997,0.998,0.998,0.997,0.997,0.981]
["KLAKN14","L",2.9713549,-0.015047149,0.020748381,0.00068239287,{"v":-4.5897244e-05,"d":"-4.59E-05"},{"v":3.0151479e-06,"d":"3.02E-06"},0,0,0,0,10,0,0.039,0.096,0.199,0.228,0.474,0.614,0.732,0.823,0.888,0.931,0.956,0.971,0.98,0.988,0.992,0.994,0.996,0.997,0.998,0.998,0.998,0.998,0.998,0.998,0.998,0.968]
["KLAKN2","L",2.6498456,-0.013078949,{"v":0.014887079,"d":"1.49E-02"},{"v":3.621869E-4,"d":"3.62E-04"},{"v":-1.1506273E-5,"d":"-1.15E-05"},{"v":6.1300945e-07,"d":"6.13E-07"},0,0,0,0,10,0,0,0.02,0.086,0.209,0.371,0.558,0.708,0.819,0.887,0.936,0.957,0.971,0.98,0.985,0.988,0.99,0.99,0.992,0.994,0.995,0.997,0.997,0.998,0.998,0.998,0.971]
["KLAKN4","L",2.7438989,-0.012439716,0.017318651,0.00030018664,{"v":-2.6388169e-06,"d":"-2.64E-06"},{"v":4.3136059e-07,"d":"4.31E-07"},0,0,0,0,10,0,0,0,0,0.086,0.274,0.493,0.665,0.792,0.869,0.922,0.95,0.964,0.971,0.981,0.982,0.985,0.988,0.992,0.994,0.995,0.995,0.997,0.998,0.998,0.992,0.964]
["KLAKN5","L",2.6750997,-0.011431427,0.016688192,0.00038837475,{"v":-1.3937879E-5,"d":"-1.39E-05"},{"v":1.2576508e-06,"d":"1.26E-06"},0,0,0,0,10,0,0,0,0,0,0,0.13,0.436,0.701,0.846,0.922,0.96,0.978,0.988,0.997,0.997,0.997,0.998,0.998,0.998,0.998,0.998,0.998,0.998,0.99,0.985,0.96]
["KLAKN7","L",2.735741,-0.011476747,0.017975035,0.00072020288,{"v":-5.1933951E-5,"d":"-5.19E-05"},{"v":3.5980087e-06,"d":"3.60E-06"},0,0,0,0,10,0,0,0,0,0,0,0,0.154,0.505,0.742,0.867,0.922,0.948,0.963,0.974,0.978,0.982,0.985,0.988,0.99,0.992,0.995,0.997,0.998,0.998,0.992,0.964]
["KLAKN8","L",2.7535239,-0.0081090186,0.023317962,-6.5677708E-4,1.3724353E-4,{"v":-5.6352292e-06,"d":"-5.64E-06"},0,0,0,0,10,0,0,0,0,0,0,0,0.154,0.482,0.727,0.85,0.909,0.94,0.957,0.971,0.977,0.982,0.985,0.988,0.991,0.994,0.995,0.997,0.998,0.998,0.992,0.968]
["KLAKN9","L",2.7611558,-0.010039822,0.018826222,0.00046012572,{"v":-2.1153952E-5,"d":"-2.12E-05"},{"v":1.6013372e-06,"d":"1.60E-06"},0,0,0,0,10,0,0,0,0,0.023,0.15,0.369,0.592,0.755,0.858,0.92,0.957,0.971,0.981,0.99,0.991,0.992,0.994,0.997,0.998,0.998,0.998,0.998,0.998,0.994,0.991,0.963]
["KLASFN1","L",3.1704478,-0.012872124,0.030711328,0.00091467552,{"v":-4.2179151e-05,"d":"-4.22E-05"},{"v":5.885503e-06,"d":"5.89E-06"},0,0,0,0,10,0,0,0,0,2E-3,0.017,0.165,0.413,0.616,0.754,0.843,0.898,0.932,0.952,0.972,0.979,0.985,0.991,0.994,0.998,0.998,0.998,0.998,0.998,0.998,0.998,0.985]
["KLASFN10","L",3.2128137,-0.015587464,0.028249299,0.00086439607,{"v":-2.9175496e-05,"d":"-2.92E-05"},{"v":2.9912535e-06,"d":"2.99E-06"},0,0,0,0,10,0,0,0,0,0,0,0,0.079,0.371,0.634,0.799,0.876,0.922,0.94,0.964,0.971,0.975,0.981,0.985,0.988,0.991,0.995,0.997,0.998,0.971,0.971,0.929]
["KLASFN14","L",3.2643191,-0.016265121,0.03202838,0.0015271854,{"v":-4.7775544e-05,"d":"-4.78E-05"},{"v":5.7345907e-06,"d":"5.73E-06"},0,0,0,0,10,0,0,0,0,0,0,0,0.03,0.091,0.348,0.593,0.748,0.838,0.89,0.937,0.958,0.969,0.978,0.985,0.993,0.995,0.998,0.998,0.998,0.998,0.998,0.973]
["KLASFN16","L",3.124535,-0.014985014,0.024795878,{"v":0.00096271556,"d":"9.63E-04"},{"v":-6.45870379999999e-05,"d":"-6.46E-05"},{"v":4.6162437e-06,"d":"4.62E-06"},0,0,0,0,10,0,0,0,0,0,0.05,0.122,0.371,0.6,0.753,0.849,0.907,0.939,0.957,0.971,0.977,0.981,0.982,0.985,0.988,0.988,0.992,0.994,0.997,0.998,0.998,0.968]
["KLASFN17","L",3.4434117,-0.015474743,0.033695975,1.2878574E-3,{"v":-4.547423e-05,"d":"-4.55E-05"},{"v":3.867959e-06,"d":"3.87E-06"},0,0,0,0,10,0,0,0,0,0.034,0.175,0.33,0.496,0.643,0.761,0.838,0.893,0.926,0.946,0.965,0.973,0.98,0.984,0.988,0.992,0.992,0.993,0.995,0.998,0.998,0.996,0.978]
["KLASFN2","L",3.1666472,-0.014823032,0.030366123,0.0010942894,{"v":-4.2108569e-05,"d":"-4.21E-05"},{"v":5.7186779e-06,"d":"5.72E-06"},0,0,0,0,10,0,0,0,0,0,1E-3,0.044,0.261,0.517,0.7,0.811,0.882,0.924,0.949,0.97,0.982,0.988,0.993,0.997,0.998,0.998,0.998,0.998,0.998,0.998,0.998,0.976]
["KLASFN21","L",3.3040338,-0.016019748,0.037645989,0.0021532464,-2.0498123E-4,{"v":2.7623217E-5,"d":"2.76E-05"},0,0,0,0,10,0,0,0,0,0,0,0,0,0,0.01,0.11,0.308,0.502,0.645,0.805,0.873,0.907,0.931,0.95,0.975,0.986,0.991,0.994,0.994,0.996,0.995,0.97]
["KLASFN22","L",3.477103,-0.01493764,0.040192699,1.8404932E-3,-1.0009344E-4,{"v":1.4346776e-05,"d":"1.43E-05"},0,0,0,0,10,0,0,0,0,0,0,0,0,0,0.072,0.328,0.566,0.719,0.808,0.895,0.934,0.954,0.969,0.98,0.991,0.992,0.992,0.994,0.994,0.998,0.998,0.977]
["KLASFN23","L",3.5274271,-0.01463666,0.040395739,{"v":0.0015517485,"d":"1.55E-03"},{"v":-4.6386509e-05,"d":"-4.64E-05"},{"v":9.1517458e-06,"d":"9.15E-06"},0,0,0,0,10,0,0,0,0,0,0,0,0,0.018,0.193,0.458,0.646,0.763,0.837,0.908,0.939,0.96,0.973,0.983,0.993,0.995,0.993,0.995,0.998,0.998,0.998,0.984]
["KLASFN3","L",3.1507226,-0.012460963,0.029910697,{"v":0.00050733106,"d":"5.07E-04"},{"v":3.6278868e-05,"d":"3.63E-05"},{"v":-2.5019766E-8,"d":"-2.50E-08"},0,0,0,0,10,0,0,0,0,0,0.019,0.171,0.43,0.637,0.777,0.858,0.913,0.941,0.956,0.974,0.977,0.982,0.988,0.991,0.994,0.995,0.996,0.996,0.994,0.998,0.998,0.981]
["KLASFN4","L",3.1049984,-0.013342479,0.027506526,0.00075451621,{"v":-1.6565687e-05,"d":"-1.66E-05"},{"v":2.780481E-6,"d":"2.78E-06"},0,0,0,0,10,0,0,0,0,2E-3,0.061,0.281,0.527,0.701,0.812,0.881,0.923,0.949,0.963,0.975,0.981,0.986,0.99,0.994,0.997,0.997,0.997,0.998,0.998,0.998,0.998,0.98]
["KLASFN6","L",3.1766024,-0.015214563,0.026674405,{"v":0.00074674513,"d":"7.47E-04"},{"v":-2.63508e-05,"d":"-2.64E-05"},{"v":2.7514981e-06,"d":"2.75E-06"},0,0,0,0,10,0,0,0,0,0.005,0.108,0.348,0.57,0.725,0.82,0.874,0.913,0.933,0.947,0.96,0.966,0.97,0.973,0.985,0.993,0.995,0.998,0.998,0.998,0.998,0.998,0.971]
["KLASFN7","L",3.0728806,-0.014815338,0.024064142,0.00049961497,{"v":1.2852807e-06,"d":"1.29E-06"},{"v":5.2262074e-07,"d":"5.23E-07"},0,0,0,0,10,0,0,0,0.019,0.107,0.359,0.553,0.707,0.816,0.886,0.932,0.955,0.974,0.98,0.987,0.991,0.993,0.996,0.996,0.997,0.998,0.998,0.998,0.998,0.998,0.997,0.968]
["KLASFN8","L",3.2767321,-0.015115573,0.030753445,0.00078350578,{"v":-3.4594495e-06,"d":"-3.46E-06"},{"v":2.0542573e-06,"d":"2.05E-06"},0,0,0,0,10,0.003,0.043,0.211,0.432,0.619,0.758,0.847,0.903,0.938,0.955,0.976,0.983,0.99,0.991,0.994,0.998,0.998,0.998,0.998,0.998,0.998,0.998,0.973]
["KLASFN9","L",3.2184433,-0.014906369,0.02692619,{"v":0.00087409748,"d":"8.74E-04"},{"v":-4.0331281e-05,"d":"-4.03E-05"},{"v":3.1677745e-06,"d":"3.17E-06"},0,0,0,0,10,0,0,0,0,0.013,0.111,0.241,0.405,0.576,0.714,0.819,0.883,0.923,0.947,0.968,0.977,0.981,0.982,0.985,0.988,0.991,0.995,0.997,0.998,0.99,0.99,0.961]
["KLASKN1","L",3.0176028,-0.01512239,0.021959514,{"v":0.00052144528,"d":"5.21E-04"},{"v":-1.8693935E-5,"d":"-1.87E-05"},{"v":1.6369365E-6,"d":"1.64E-06"},0,0,0,0,10,0,0,0.064,0.133,0.201,0.373,0.516,0.654,0.767,0.853,0.908,0.943,0.964,0.977,0.99,0.992,0.998,0.998,0.998,0.998,0.998,0.998,0.998,0.998,0.998,0.995,0.961]
["KLCV161","L",2.5638471,-0.010292698,0.018684011,{"v":0.00048290224,"d":"4.83E-04"},{"v":-1.4901827e-06,"d":"-1.49E-06"},{"v":2.0486494e-06,"d":"2.05E-06"},0,0,0,0,10,0.017,0.334,0.722,0.853,0.898,0.92,0.94,0.955,0.962,0.973,0.977,0.982,0.985,0.987,0.993,0.993,0.993,0.994,0.998,0.998,0.986,0.931]
["KLCV93","L",2.7157014,-0.012306139,0.019299156,{"v":0.00076108019,"d":"7.61E-04"},{"v":-4.4909824e-05,"d":"-4.49E-05"},{"v":3.3413499e-06,"d":"3.34E-06"},0,0,0,0,10,0,0,0,0,0,0,0.022,0.218,0.529,0.746,0.863,0.918,0.952,0.969,0.985,0.993,0.998,0.998,0.998,0.998,0.998,0.998,0.998,0.998,0.998,0.998,0.968]
["KPBK40","L",2.2744024,-0.01070289,0.010577306,{"v":0.00022857431,"d":"2.29E-04"},{"v":-7.2914225e-06,"d":"-7.29E-06"},{"v":2.4124054e-07,"d":"2.41E-07"},0,0,0,0,10,0.027,0.113,0.284,0.499,0.689,0.823,0.904,0.949,0.971,0.982,0.987,0.991,0.993,0.992,0.993,0.995,0.995,0.995,0.997,0.996,0.996,0.996,0.996,0.996,0.989,0.968]
["KPBK40M","L",2.2666695,-0.010697246,0.010455014,0.00024731938,{"v":-9.4216199e-06,"d":"-9.42E-06"},{"v":3.3360125E-7,"d":"3.34E-07"},0,0,0,0,10,0,0.011,0.1,0.294,0.534,0.72,0.846,0.915,0.957,0.978,0.988,0.988,0.99,0.991,0.991,0.991,0.991,0.991,0.991,0.992,0.992,0.992,0.995,0.998,0.998,0.998,0.998]
["KPBK50","L",2.2879519,-0.010513752,0.010963175,0.00027027054,{"v":-1.7054549e-05,"d":"-1.71E-05"},{"v":1.0857039E-6,"d":"1.09E-06"},0,0,0,0,10,0.012,0.022,0.087,0.242,0.452,0.658,0.804,0.894,0.943,0.974,0.984,0.989,0.993,0.996,0.998,0.998,0.998,0.998,0.998,0.998,0.998,0.998,0.998,0.998,0.998,0.998,0.974]
["KPBK50M","L",2.2812358,-0.010469171,0.010938493,0.00025045867,{"v":-1.2796276e-05,"d":"-1.28E-05"},{"v":7.9827772e-07,"d":"7.98E-07"},0,0,0,0,10,0.00899999999999999,0.017,0.078,0.232,0.453,0.658,0.803,0.891,0.942,0.972,0.982,0.988,0.993,0.993,0.993,0.993,0.995,0.995,0.996,0.997,0.998,0.998,0.998,0.998,0.998,0.995,0.964]
["KPBK60","L",2.3028575,-0.011402225,0.011233487,1.7866325E-4,-7.1547007e-07,1.1484315e-07,0,0,0,0,10,0.013,0.061,0.186,0.376,0.578,0.736,0.852,0.917,0.954,0.971,0.976,0.982,0.987,0.991,0.988,0.992,0.994,0.995,0.996,0.996,0.996,0.996,0.996,0.997,0.989,0.953]
["KPFK80","L",2.2178347,-0.0055966846,0.0083703747,{"v":1.097485E-4,"d":"1.10E-04"},{"v":-3.3983937E-6,"d":"-3.40E-06"},{"v":2.5836351e-07,"d":"2.58E-07"},0,0,0,0,10,0.025,0.065,0.16,0.324,0.525,0.705,0.849,0.928,0.963,0.989,0.993,0.998,0.998,0.998,0.998,0.998,0.998,0.998,0.998,0.998,0.998,0.998,0.998,0.998,0.998,0.998,0.998]
["KPFK80M","L",2.212796,-0.0056313014,8.3136801E-3,1.5790111E-4,{"v":-1.2884506E-5,"d":"-1.29E-05"},{"v":8.4786533e-07,"d":"8.48E-07"},0,0,0,0,10,0.057,0.14,0.28,0.463,0.647,0.796,0.89,0.941,0.968,0.981,0.988,0.991,0.994,0.994,0.995,0.995,0.997,0.997,0.998,0.998,0.998,0.998,0.998,0.998,0.998,0.998,0.998]
["KPFK85","L",2.1858326,-0.0050155632,0.0075107775,{"v":1.7770562E-4,"d":"1.78E-04"},{"v":-1.2164148e-05,"d":"-1.22E-05"},{"v":6.1341005e-07,"d":"6.13E-07"},0,0,0,0,10,0,0,0.038,0.128,0.271,0.543,0.746,0.869,0.939,0.972,0.988,0.998,0.998,0.998,0.998,0.998,0.998,0.998,0.998,0.998,0.998,0.998,0.998,0.998,0.998,0.998,0.998]
["KPFK85M","L",2.180434,-0.0050369414,0.007415342,0.000191031,{"v":-1.3017551E-5,"d":"-1.30E-05"},{"v":6.1457339e-07,"d":"6.15E-07"},0,0,0,0,10,0,0.026,0.084,0.212,0.376,0.625,0.791,0.891,0.947,0.974,0.978,0.99,0.992,0.995,0.995,0.995,0.995,0.997,0.998,0.998,0.998,0.998,0.998,0.998,0.998,0.998,0.998]
["KPFK90","L",2.1094643,-0.0048026812,0.0067645351,{"v":8.3329962e-05,"d":"8.33E-05"},{"v":3.4196126e-07,"d":"3.42E-07"},{"v":-8.4933854e-08,"d":"-8.49E-08"},0,0,0,0,10,0,0.013,0.056,0.175,0.354,0.619,0.791,0.893,0.958,0.977,0.991,0.996,0.995,0.998,0.998,0.998,0.998,0.998,0.998,0.998,0.998,0.998,0.998,0.998,0.998,0.998,0.998]
["KPFK90M","L",2.1052634,-0.0048076047,0.0067206257,{"v":8.8399512e-05,"d":"8.84E-05"},{"v":-3.9955764e-08,"d":"-4.00E-08"},{"v":-6.7493689e-08,"d":"-6.75E-08"},0,0,0,0,10,0.004,0.013,0.056,0.175,0.354,0.619,0.791,0.893,0.958,0.977,0.991,0.997,0.995,0.998,0.997,0.998,0.998,0.998,0.998,0.998,0.998,0.998,0.998,0.998,0.998,0.998,0.998]
["KPG325","L",2.2433502,-0.0070443238,0.0095932746,0.00019364616,{"v":-9.8585539E-6,"d":"-9.86E-06"},{"v":6.1088785e-07,"d":"6.11E-07"},0,0,0,0,10,0.01,0.062,0.221,0.48,0.716,0.865,0.937,0.963,0.981,0.988,0.991,0.991,0.991,0.991,0.994,0.996,0.996,0.998,0.998,0.998,0.998,0.998,0.998,0.998,0.99]
["KPG325M","L",2.2385136,-0.0070158219,0.0095692073,{"v":0.00018606584,"d":"1.86E-04"},{"v":-8.4285475e-06,"d":"-8.43E-06"},{"v":5.3174439e-07,"d":"5.32E-07"},0,0,0,0,10,0,1E-3,0.016,0.084,0.264,0.522,0.743,0.882,0.946,0.972,0.985,0.99,0.99,0.992,0.992,0.992,0.994,0.994,0.996,0.996,0.996,0.996,0.996,0.996,0.998,0.998,0.997]
["KPG375","L",2.345943,-7.7317211E-3,0.011783664,0.00025239185,{"v":-1.2352344e-05,"d":"-1.24E-05"},{"v":8.7540057e-07,"d":"8.75E-07"},0,0,0,0,10,0.02,0.059,0.161,0.341,0.553,0.744,0.866,0.936,0.966,0.986,0.993,0.993,0.993,0.993,0.994,0.996,0.996,0.998,0.998,0.998,0.998,0.998,0.998,0.995,0.93]
["KPG375M","L",2.3359595,-0.0077028465,0.011800095,2.0814746E-4,{"v":-3.5241725e-06,"d":"-3.52E-06"},{"v":3.1241519e-07,"d":"3.12E-07"},0,0,0,0,10,0,0,0,0.028,0.096,0.244,0.458,0.68,0.832,0.918,0.96,0.979,0.99,0.99,0.99,0.99,0.992,0.993,0.996,0.997,0.996,0.995,0.996,0.997,0.997,0.99,0.866]
["KPG395","L",2.6754764,-0.0097406258,0.023844634,0.00098091134,{"v":-3.8466006e-05,"d":"-3.85E-05"},{"v":6.9920317e-06,"d":"6.99E-06"},0,0,0,0,10,0.145,0.498,0.766,0.895,0.947,0.971,0.983,0.983,0.988,0.99,0.993,0.996,0.996,0.996,0.996,0.998,0.998,0.998,0.954]
["KPG395M","L",2.6598043,-0.0097241142,0.023341531,{"v":1.0595162E-3,"d":"1.06E-03"},{"v":-4.9515252e-05,"d":"-4.95E-05"},{"v":7.5464331e-06,"d":"7.55E-06"},0,0,0,0,10,0,0,0,0,0,0,0,0.005,0.145,0.498,0.766,0.895,0.947,0.971,0.983,0.983,0.988,0.99,0.993,0.998,0.995,0.991,0.993,0.996,0.997,0.998,0.954]
["KPMK10","L",2.2979818,-0.009089952582144,0.01157017020887,-0.0003457544444245,{"v":6.695574802507e-05,"d":"6.70E-05"},{"v":-3.429705884628e-06,"d":"-3.43E-06"},0,0,0,0,10,0.023,0.025,0.083,0.216,0.419,0.62,0.78,0.874,0.926,0.947,0.963,0.974,0.982,0.985,0.985,0.988,0.988,0.991,0.991,0.996,0.998,0.998,0.998,0.998,0.998,0.904,0.468]
["KPMK30","L",2.2984199,-0.0098977917,0.010454435,{"v":-1.1762246E-5,"d":"-1.18E-05"},{"v":2.220678e-05,"d":"2.22E-05"},{"v":-1.2212713e-06,"d":"-1.22E-06"},0,0,0,0,10,0,0.033,0.127,0.347,0.573,0.749,0.852,0.912,0.951,0.966,0.968,0.978,0.981,0.985,0.988,0.987,0.987,0.99,0.991,0.998,0.998,0.998,0.998,0.998,0.998,0.975,0.848]
["KPMK30M","L",2.2835931,-0.0098380554,0.010317986,{"v":-3.5867157e-06,"d":"-3.59E-06"},{"v":2.1079335e-05,"d":"2.11E-05"},{"v":-1.145809e-06,"d":"-1.15E-06"},0,0,0,0,10,0,0.033,0.127,0.347,0.573,0.749,0.852,0.912,0.951,0.966,0.968,0.978,0.981,0.985,0.988,0.987,0.987,0.99,0.991,0.997,0.998,0.998,0.998,0.998,0.998,0.975,0.848]
["KPSFN1","L",3.4407637,-0.015750622,0.059024249,{"v":3.5647556E-3,"d":"3.56E-03"},{"v":-0.00012641103,"d":"-1.26E-04"},{"v":4.0309245E-5,"d":"4.03E-05"},0,0,0,0,10,0.093,0.303,0.641,0.802,0.873,0.91,0.936,0.972,0.988,0.991,0.991,0.995,0.998,0.995,0.985]
["KPSFN173","L",4.2785429,-0.014012371,0.096019323,0.0077567166,-0.00051560398,1.2285966E-4,0,0,0,0,10,0,0,0,0,0,0,0,0,0,0,0,0,0,0,0.131,0.708,0.907,0.956,0.974,0.986,0.986,0.981,0.982,0.984,0.995,0.998,0.977]
["KPSFN190","L",3.4367173,-0.016285824,0.057270178,0.0038227479,-0.00019197328,4.4106437e-05,0,0,0,0,10,0.015,0.175,0.456,0.785,0.899,0.943,0.961,0.974,0.989,0.995,0.997,0.997,0.997,0.998,0.995,0.977]
["KPSFN1M","L",3.418365,-0.015830577,0.056024892,0.0042907055,-0.00027089374,{"v":4.8560287e-05,"d":"4.86E-05"},0,0,0,0,10,0,0,0,0,0,0,0,0,0,0,0,0.004,0.082,0.262,0.577,0.727,0.792,0.834,0.873,0.952,0.979,0.984,0.99,0.994,0.998,0.994,0.975]
["KPSFN2","L",3.7699503,-0.013004151,0.072310519,{"v":0.0035123072,"d":"3.51E-03"},{"v":-1.0361594e-05,"d":"-1.04E-05"},{"v":3.8615781e-05,"d":"3.86E-05"},0,0,0,0,10,0.025,0.122,0.415,0.628,0.744,0.817,0.871,0.948,0.952,0.954,0.967,0.989,0.993,0.993,0.981]
["KPSFN202","L",3.8508789,-0.016529344,0.066096066,{"v":0.0058480521,"d":"5.85E-03"},{"v":-0.0005055984,"d":"-5.06E-04"},{"v":7.6558669e-05,"d":"7.66E-05"},0,0,0,0,10,0.126,0.727,0.919,0.961,0.98,0.987,0.992,0.992,0.995,0.996,0.996,0.996,0.995,0.961]
["KPSFN203","L",3.8348607,-0.016751986,0.0680277589999999,0.0056486409,-0.00042124638,{"v":7.1276027E-5,"d":"7.13E-05"},0,0,0,0,10,0,0,0,0,0,0,0,0,0,0,0,0,0.013,0.196,0.743,0.917,0.962,0.978,0.987,0.992,0.989,0.988,0.987,0.989,0.995,0.995,0.966]
["KPSFN203M","L",3.812992,-0.016672868,0.067171636,{"v":0.0057116528,"d":"5.71E-03"},{"v":-4.2822929E-4,"d":"-4.28E-04"},{"v":7.1278944E-5,"d":"7.13E-05"},0,0,0,0,10,0,0,0,0,0,0,0,0,0,0,0,0.000433930575459507,0.0135241188731187,0.195674807417702,0.741004170798973,0.915931910000044,0.960557016324794,0.976856629728862,0.986728778308497,0.990034953345004,0.986728778308497,0.986728778308497,0.986728778308497,0.986728778308497,0.993348875064033,0.993348875064033,0.993348875064033]
["KPSFN214","L",4.2741747,-0.015216929,0.086704477,{"v":0.011238379,"d":"1.12E-02"},{"v":-0.0013209006,"d":"-1.32E-03"},{"v":0.00017823575,"d":"1.78E-04"},0,0,0,0,10,0,0,0,0,0,0,0,0,0,0,0,0,0,0,0.135,0.651,0.861,0.932,0.964,0.988,0.993,0.992,0.996,0.996,0.996,0.996,0.977]
["KPSFN214P","L",4.2694007,-0.013941316,0.095671794,{"v":0.0065505527,"d":"6.55E-03"},{"v":-0.0002821175,"d":"-2.82E-04"},{"v":9.8041281e-05,"d":"9.80E-05"},0,0,0,0,10,0,0,0,0,0,0,0,0,0,0,0,0,0,0,0.036,0.326,0.569,0.72,0.835,0.972,0.985,0.985,0.986,0.987,0.997,0.998,0.984]
["KPSFN215","L",4.2993583,-0.014079765,0.097928893,{"v":7.6481429E-3,"d":"7.65E-03"},{"v":-0.0004599674,"d":"-4.60E-04"},{"v":0.00012160318,"d":"1.22E-04"},0,0,0,0,10,0,0,0,0,0,0,0,0,0,0,0,0,0,0,0.077,0.6,0.846,0.933,0.967,0.993,0.994,0.993,0.991,0.994,0.996,0.996,0.979]
["KPSFN2M","L",3.7527514,-0.013079452,0.07043447,{"v":0.0041015753,"d":"4.10E-03"},{"v":-0.00012706916,"d":"-1.27E-04"},{"v":4.6413732E-5,"d":"4.64E-05"},0,0,0,0,10,0,0,0,0,0,0,0,0,0,0,0,0.000828876584843573,0.025594546863313,0.12276955926489,0.414830551080822,0.628633482332171,0.743710044170768,0.816517338764979,0.869751842092809,0.947655152175618,0.954090818383043,0.950869173972977,0.967053828602748,0.986728778308497,0.993348875064033,0.993348875064033,0.980139626853482]
["KPSFN3","L",3.2268914,-0.014590158,0.047763869,0.0027173637,{"v":-9.56891639999999e-05,"d":"-9.57E-05"},{"v":2.7097845E-5,"d":"2.71E-05"},0,0,0,0,10,0.01,0.13,0.373,0.585,0.81,0.898,0.936,0.954,0.967,0.991,0.997,0.997,0.997,0.997,0.998,0.998,0.991]
["KPSFN3M","L",3.2096325,-0.014576663,0.046141656,2.9954432E-3,-0.00015107775,{"v":3.0074532e-05,"d":"3.01E-05"},0,0,0,0,10,0,0,0,0,0,0,0,0,0,0,0,0.109,0.333,0.537,0.77,0.87,0.914,0.937,0.955,0.982,0.99,0.993,0.993,0.995,0.998,0.994,0.969]
["KPSFN4","L",3.2452002,-0.011397767,0.048209487,2.2384274E-3,{"v":-2.8034687e-05,"d":"-2.80E-05"},{"v":1.8880187E-5,"d":"1.89E-05"},0,0,0,0,10,0,0,0,0,0,0,0,0,0,0.012,0.138,0.355,0.551,0.686,0.826,0.882,0.91,0.934,0.954,0.982,0.982,0.977,0.983,0.995,0.995,0.992,0.953]
["KPSFN4M","L",3.2298971,-0.011389181,0.047192351,{"v":2.4487094E-3,"d":"2.45E-03"},{"v":-6.4886719e-05,"d":"-6.49E-05"},{"v":2.1045135e-05,"d":"2.10E-05"},0,0,0,0,10,0,0,0,0,0,0,0,0,0,0.012,0.138,0.355,0.551,0.686,0.826,0.882,0.91,0.934,0.954,0.982,0.982,0.977,0.983,0.995,0.995,0.992,0.953]
["KPSFN5","L",3.4965005,-0.011373234,0.059139817,{"v":0.0031967827,"d":"3.20E-03"},{"v":-9.7424772e-05,"d":"-9.74E-05"},{"v":3.2744737E-5,"d":"3.27E-05"},0,0,0,0,10,0,0,0,0,0,0,0,0,0,0,0.004,0.078,0.263,0.449,0.694,0.811,0.873,0.912,0.937999999999999,0.978,0.981,0.98,0.986,0.992,0.996,0.993,0.97]
["KPSFN5M","L",3.480338,-0.011368322,0.05808586,3.4779702E-3,-0.0001519768,{"v":3.6318702e-05,"d":"3.63E-05"},0,0,0,0,10,0,0,0,0,0,0,0,0,0,0,0.004,0.078,0.263,0.449,0.694,0.811,0.873,0.912,0.937999999999999,0.978,0.981,0.98,0.986,0.992,0.996,0.993,0.97]
["KPSK100","L",2.4948235,-0.00912284629999999,0.013721276,2.3830265E-4,{"v":4.1915859e-06,"d":"4.19E-06"},{"v":-3.8958137e-07,"d":"-3.90E-07"},0,0,0,0,10,0.041,0.25,0.592,0.828,0.929,0.963,0.978,0.988,0.988,0.988,0.991,0.993,0.993,0.995,0.996,0.997,0.997,0.997,0.997,0.998,0.995,0.963]
["KPSK100M","L",2.4831321,-9.0721125E-3,0.013641591,0.00021543576,{"v":8.69738829999999e-06,"d":"8.70E-06"},{"v":-6.5012493e-07,"d":"-6.50E-07"},0,0,0,0,10,0,0,0,0,0,0.015,0.174,0.513,0.776,0.902,0.947,0.967,0.981,0.982,0.984,0.991,0.992,0.992,0.992,0.998,0.998,0.998,0.998,0.998,0.994,0.975,0.882]
["KPSK11","L",2.4158701,-0.0091407676,0.012869238,0.0001991764,{"v":2.7958423e-06,"d":"2.80E-06"},{"v":8.1672946e-08,"d":"8.17E-08"},0,0,0,0,10,0,0,0,0,0.114,0.534,0.792,0.908,0.953,0.971,0.981,0.985,0.988,0.99,0.99,0.99,0.995,0.995,0.997,0.997,0.998,0.998,0.998,0.998,0.998,0.991,0.904]
["KPSK11M","L",2.3980346,-0.0090774696,0.012465635,{"v":0.00027492499,"d":"2.75E-04"},{"v":-9.34362019999999e-06,"d":"-9.34E-06"},{"v":7.809668e-07,"d":"7.81E-07"},0,0,0,0,10,0,0,0,0,0.114,0.534,0.792,0.908,0.953,0.971,0.981,0.985,0.988,0.99,0.99,0.99,0.995,0.995,0.997,0.997,0.998,0.998,0.998,0.998,0.998,0.991,0.904]
["KPSK2","L",2.4271445,-0.010938097,0.012336307,0.00023445925,{"v":-7.9527192e-06,"d":"-7.95E-06"},{"v":5.9437136e-07,"d":"5.94E-07"},0,0,0,0,10,0.299,0.499,0.669,0.799,0.876,0.929,0.957,0.975,0.985,0.988,0.995,0.995,0.997,0.997,0.997,0.997,0.997,0.997,0.998,0.998,0.998,0.998,0.998,0.998,0.998,0.998,0.971]
["KPSK200","L",2.5593395,-0.0088787219,0.015115397,0.0002035651,{"v":7.5991137e-06,"d":"7.60E-06"},{"v":-1.5375246e-07,"d":"-1.54E-07"},0,0,0,0,10,0,0,0.029,0.045,0.321,0.637,0.812,0.909,0.95,0.97,0.983,0.986,0.989,0.988,0.989,0.993,0.994,0.993,0.998,0.998,0.998,0.998,0.998,0.998,0.998,0.994,0.937]
["KPSK200M","L",2.5524515,-0.0088629121,0.014923738,0.00026036731,{"v":-2.7057207e-06,"d":"-2.71E-06"},{"v":4.8084913e-07,"d":"4.81E-07"},0,0,0,0,10,0,0,0.029,0.045,0.321,0.637,0.812,0.909,0.95,0.97,0.983,0.986,0.989,0.988,0.989,0.993,0.994,0.993,0.997,0.998,0.998,0.998,0.998,0.998,0.998,0.994,0.937]
["KPSK300","L",2.5225158,-0.0094326823,0.012761452,0.00028145417,{"v":-8.1267471e-06,"d":"-8.13E-06"},{"v":2.3400154e-07,"d":"2.34E-07"},0,0,0,0,10,0,0,0.028,0.077,0.177,0.371,0.573,0.74,0.85,0.912,0.95,0.967,0.973,0.981,0.972,0.977,0.98,0.987,0.989,0.995,0.993,0.992,0.991,0.991,0.995,0.991,0.927]
["KPSK400","L",2.5082367,-0.0073364341,0.012625639,2.2697479E-4,-8.7309089e-06,6.2693824E-7,0,0,0,0,10,0,0,0,0,0.018,0.082,0.225,0.441,0.662,0.816,0.908,0.953,0.975,0.984,0.995,0.995,0.993,0.997,0.997,0.998,0.996,0.996,0.996,0.996,0.998,0.998,0.998]
["KPSK50","L",2.5004685,-0.00847222859999999,0.014421864,{"v":6.0030127E-5,"d":"6.00E-05"},{"v":1.7411953E-5,"d":"1.74E-05"},{"v":-5.7575039e-07,"d":"-5.76E-07"},0,0,0,0,10,0,0.011,0.066,0.209,0.425,0.644,0.812,0.908,0.957,0.975,0.985,0.988,0.99,0.992,0.992,0.992,0.992,0.995,0.995,0.997,0.997,0.998,0.998,0.998,0.998,0.997,0.919]
["KPSK500","L",2.3790004,-0.0067834145,0.010749512,{"v":0.00017555369,"d":"1.76E-04"},{"v":-4.6285653e-06,"d":"-4.63E-06"},{"v":2.8065215e-07,"d":"2.81E-07"},0,0,0,0,10,0.053,0.09,0.168,0.294,0.467,0.645,0.791,0.881,0.942,0.97,0.981,0.984,0.991,0.992,0.992,0.989,0.991,0.992,0.993,0.993,0.993,0.993,0.993,0.993,0.997,0.997,0.998]
["KPSKN2","L",2.578886,-0.010381408,0.014233563,0.00012483021,{"v":1.7477672E-5,"d":"1.75E-05"},{"v":-9.6204805e-07,"d":"-9.62E-07"},0,0,0,0,10,0,0,0,0,0.027,0.1,0.232,0.431,0.619,0.772,0.869,0.923,0.957,0.971,0.985,0.988,0.99,0.99,0.991,0.994,0.995,0.997,0.997,0.998,0.998,0.998,0.982]
["KSFLD1","L",2.8465679,-0.01179579,0.032766631,0.0014514223,{"v":-4.8225155e-05,"d":"-4.82E-05"},{"v":1.2981324E-5,"d":"1.30E-05"},0,0,0,0,10,0,0,0,0,0,0,0,0,0,0.02,0.233,0.549,0.744,0.844,0.928,0.959,0.971,0.981,0.985,0.993,0.996,0.995,0.998,0.998,0.998,0.998,0.976]
["KSFLD10","L",2.8794157,-0.012203687,0.03351206,{"v":1.8761149E-3,"d":"1.88E-03"},{"v":-9.87089149999999e-05,"d":"-9.87E-05"},{"v":1.7667333E-5,"d":"1.77E-05"},0,0,0,0,10,0.003,0.182,0.36,0.402,0.768,0.907,0.951,0.966,0.975,0.981,0.99,0.991,0.991,0.991,0.994,0.998,0.996,0.979]
["KSFLD11","L",3.052913,-0.012276955,0.041487837,{"v":0.0019043764,"d":"1.90E-03"},{"v":-3.1653157e-05,"d":"-3.17E-05"},{"v":1.7320425e-05,"d":"1.73E-05"},0,0,0,0,10,0,0,0,0,0,0,0,0,0,0,0.107,0.47,0.714,0.822,0.901,0.932,0.947,0.957,0.967,0.982,0.985,0.985,0.988,0.997,0.997,0.988,0.968]
["KSFLD14","L",2.9787433,-0.011798697,0.040432992,{"v":1.1404668E-3,"d":"1.14E-03"},{"v":8.4929619e-05,"d":"8.49E-05"},{"v":8.409647e-06,"d":"8.41E-06"},0,0,0,0,10,0.168,0.521,0.744,0.845,0.92,0.944,0.957,0.968,0.975,0.988,0.99,0.99,0.99,0.998,0.998,0.996,0.975]
["KSFLD2","L",2.6390073,-0.011704695,0.024198189,1.25366E-3,{"v":-5.1544035e-05,"d":"-5.15E-05"},{"v":7.7549405E-6,"d":"7.75E-06"},0,0,0,0,10,0.084,0.403,0.688,0.836,0.91,0.96,0.975,0.982,0.986,0.99,0.996,0.996,0.996,0.998,0.998,0.998,0.998,0.968]
["KSFLD4","L",2.9621759,-0.011836005,0.037648353,{"v":0.0015341601,"d":"1.53E-03"},{"v":-1.0776303E-5,"d":"-1.08E-05"},{"v":1.378924e-05,"d":"1.38E-05"},0,0,0,0,10,0.068,0.318,0.579,0.751,0.904,0.95,0.966,0.977,0.985,0.994,0.994,0.994,0.995,0.995,0.998,0.998,0.987]
["KSFLD5","L",2.7102301,-0.010851642,0.029534854,0.00041107114,{"v":9.7348452E-5,"d":"9.73E-05"},{"v":8.8402787e-07,"d":"8.84E-07"},0,0,0,0,10,0,0,0,0,0,0,0,0,0,0.13,0.47,0.709,0.822,0.881,0.931,0.952,0.963,0.971,0.979,0.988,0.988,0.988,0.99,0.996,0.997,0.997,0.981]
["KSFLD6","L",3.1176009,-0.012108189,0.044689743,0.0016574765,{"v":4.1984442e-05,"d":"4.20E-05"},{"v":1.29135e-05,"d":"1.29E-05"},0,0,0,0,10,0,0,0,0,0,0,0,0,0,0,0.138,0.482,0.694,0.795,0.884,0.923,0.943,0.957,0.965,0.982,0.985,0.988,0.991,0.995,0.995,0.994,0.974]
["KSFLD66","L",3.0980083,-0.013740976,0.041549812,0.0031784407,-2.103905E-4,{"v":3.0064862E-5,"d":"3.01E-05"},0,0,0,0,10,0,0,0,0,0,0,0,0,0,0,0.185,0.549,0.757,0.852,0.93,0.961,0.975,0.982,0.99,0.998,0.998,0.994,0.995,0.998,0.994,0.988,0.968]
["KSFLD8","L",2.7609221,-0.011601354,0.029309701,0.0012957192,{"v":-3.6971081e-05,"d":"-3.70E-05"},{"v":9.8723481e-06,"d":"9.87E-06"},0,0,0,0,10,0,0,0,0,0,0,0,0,0,0.01,0.216,0.566,0.774,0.869,0.934,0.955,0.961,0.968,0.974,0.983,0.983,0.983,0.984,0.991,0.993,0.991,0.975]
["KSFLDN3","L",3.2574868,-0.016403729,0.044271848,0.0041662405,-0.000314258,{"v":3.9290854e-05,"d":"3.93E-05"},0,0,0,0,10,0,0,0,0,0,0,0,0,0,0,0.015,0.137,0.356,0.555,0.797,0.899,0.94,0.96,0.972,0.988,0.991,0.991,0.992,0.995,0.998,0.997,0.978]
["KSK14","L",2.5313894,-0.010956275,0.013803544,2.9803889E-4,{"v":-6.2451964e-06,"d":"-6.25E-06"},{"v":2.5686024e-07,"d":"2.57E-07"},0,0,0,0,10,0,0.063,0.128,0.303,0.511,0.693,0.8,0.887,0.933,0.963,0.977,0.986,0.99,0.992,0.995,0.995,0.995,0.995,0.997,0.997,0.997,0.998,0.998,0.998,0.998,0.995,0.977]
["KSK15","L",2.5918508,-0.010567563,0.014411695,0.00063226961,{"v":-5.7927037e-05,"d":"-5.79E-05"},{"v":3.4193172e-06,"d":"3.42E-06"},0,0,0,0,10,0,0,0.022,0.138,0.35,0.559,0.733,0.839,0.905,0.946,0.967,0.978,0.985,0.988,0.991,0.992,0.995,0.995,0.997,0.997,0.998,0.998,0.998,0.998,0.998,0.995,0.971]
["KSK16","L",2.5843629,-0.010743741,0.014943604,0.00020007994,{"v":4.5624595E-6,"d":"4.56E-06"},{"v":-1.2296939e-07,"d":"-1.23E-07"},0,0,0,0,10,0,0,0.032,0.183,0.425,0.615,0.772,0.854,0.915,0.946,0.963,0.975,0.981,0.985,0.985,0.988,0.988,0.99,0.991,0.991,0.995,0.995,0.997,0.998,0.998,0.998,0.974]
["KSK16RH","L",2.5853303,-0.011740187,0.014496524,0.0003287161,{"v":-1.5804639e-05,"d":"-1.58E-05"},{"v":1.1016183e-06,"d":"1.10E-06"},0,0,0,0,10,0,0.01,0.086,0.251,0.447,0.625,0.772,0.86,0.915,0.957,0.978,0.985,0.997,0.997,0.997,0.997,0.998,0.998,0.998,0.998,0.998,0.998,0.998,0.998,0.992,0.978,0.953]
["KSK18","L",2.6383229,-0.010806956,0.016153414,0.00046673954,{"v":-2.5414619e-05,"d":"-2.54E-05"},{"v":1.9703165e-06,"d":"1.97E-06"},0,0,0,0,10,0,0,0,0,0,0,0.05,0.126,0.425,0.669,0.826,0.907,0.95,0.971,0.988,0.99,0.991,0.994,0.994,0.995,0.995,0.997,0.998,0.998,0.997,0.992,0.971]
["KSK18RH","L",2.6368942,-0.00998233999999999,0.017151413,{"v":1.1644223E-4,"d":"1.16E-04"},{"v":3.4189945e-05,"d":"3.42E-05"},{"v":-1.8645959e-06,"d":"-1.86E-06"},0,0,0,0,10,0,0,0,0.076,0.255,0.447,0.637,0.786,0.873,0.932,0.96,0.971,0.981,0.985,0.988,0.988,0.99,0.992,0.995,0.995,0.995,0.997,0.997,0.998,0.995,0.995,0.974]
["KSK20","L",2.3978213,-0.0097050632,0.012328613,{"v":3.1156106E-4,"d":"3.12E-04"},{"v":-1.7469483E-5,"d":"-1.75E-05"},{"v":1.0725844e-06,"d":"1.07E-06"},0,0,0,0,10,0,0,0.066,0.289,0.552,0.753,0.86,0.923,0.957,0.971,0.98,0.982,0.985,0.988,0.988,0.988,0.99,0.991,0.991,0.994,0.995,0.997,0.998,0.998,0.998,0.991,0.963]
["KSK4","L",2.5587726,-0.0098095616,0.014840563,{"v":0.0003193166,"d":"3.19E-04"},{"v":-1.016436e-05,"d":"-1.02E-05"},{"v":6.6518794e-07,"d":"6.65E-07"},0,0,0,0,10,0,0.022,0.122,0.329,0.54,0.708,0.829,0.901,0.943,0.965,0.978,0.985,0.988,0.991,0.991,0.991,0.995,0.995,0.997,0.997,0.998,0.998,0.998,0.998,0.998,0.998,0.971]
["KSK5","L",2.4895419,-0.011359477,0.012448401,{"v":0.00055781133,"d":"5.58E-04"},{"v":-5.0555753e-05,"d":"-5.06E-05"},{"v":2.8679508e-06,"d":"2.87E-06"},0,0,0,0,10,0,0.058,0.12,0.284,0.498,0.678,0.806,0.889,0.937,0.963,0.978,0.987,0.992,0.992,0.993,0.993,0.993,0.993,0.995,0.995,0.995,0.995,0.997,0.998,0.998,0.998,0.979]
["KSK7","L",2.5429277,-0.01031719,0.014356944,0.00031433872,{"v":-1.0824341E-5,"d":"-1.08E-05"},{"v":6.8100892e-07,"d":"6.81E-07"},0,0,0,0,10,0,0,0.013,0.138,0.371,0.582,0.753,0.846,0.915,0.943,0.964,0.974,0.977,0.981,0.982,0.982,0.985,0.985,0.988,0.991,0.992,0.992,0.995,0.998,0.985,0.978,0.954]
["KSKF6","L",2.2505164,-0.0088684142,0.012260534,0.00042234633,{"v":-2.1095054e-05,"d":"-2.11E-05"},{"v":2.2440064E-6,"d":"2.24E-06"},0,0,0,0,10,0,0,0,0,0,2E-3,0.007,0.206,0.606,0.836,0.919,0.948,0.969,0.979,0.986,0.991,0.994,0.995,0.998,0.998,0.998,0.998,0.998,0.998,0.998,0.996,0.986]
["KSKF6M","L",2.2407767,-0.008821111,0.011852627,0.00046630703,{"v":-2.7146793E-5,"d":"-2.71E-05"},{"v":2.5187584e-06,"d":"2.52E-06"},0,0,0,0,10,0,0,0,0,0,2E-3,0.007,0.206,0.606,0.836,0.919,0.948,0.969,0.979,0.986,0.991,0.994,0.995,0.998,0.998,0.998,0.998,0.998,0.998,0.998,0.996,0.986]
["KSKLD100","L",2.494405,-0.011746954,0.013616484,{"v":2.161756E-4,"d":"2.16E-04"},{"v":2.8081583e-09,"d":"2.81E-09"},{"v":1.1416106E-7,"d":"1.14E-07"},0,0,0,0,10,0.032,0.13,0.304,0.521,0.714,0.843,0.914,0.955,0.975,0.98,0.988,0.99,0.996,0.997,0.997,0.998,0.998,0.996,0.998,0.997,0.997,0.996,0.998,0.981]
["KSKLD120","L",2.4809256,-0.011763845,0.013309488,{"v":0.00032545605,"d":"3.25E-04"},{"v":-9.9643058e-06,"d":"-9.96E-06"},{"v":2.0790854e-07,"d":"2.08E-07"},0,0,0,0,10,0,0,0.026,0.096,0.25,0.453,0.647,0.793,0.887,0.948,0.969,0.982,0.991,0.996,0.997,0.997,0.998,0.998,0.998,0.998,0.998,0.998,0.998,0.998,0.998,0.996,0.979]
["KSKLD200","L",2.4786815,-0.010928711,0.014104052,{"v":1.5365594E-4,"d":"1.54E-04"},{"v":1.194296E-5,"d":"1.19E-05"},{"v":-5.3372519e-07,"d":"-5.34E-07"},0,0,0,0,10,0.015,0.071,0.215,0.436,0.642,0.795,0.897,0.948,0.97,0.986,0.992,0.997,0.998,0.998,0.998,0.998,0.998,0.998,0.998,0.998,0.998,0.998,0.998,0.995,0.977]
["KSSK1","L",2.5692173,-0.010022582,0.016067095,{"v":0.00039868115,"d":"3.99E-04"},{"v":-1.5698671E-5,"d":"-1.57E-05"},{"v":1.1774033e-06,"d":"1.18E-06"},0,0,0,0,10,0.014,0.072,0.314,0.595,0.775,0.879,0.933,0.958,0.972,0.982,0.99,0.99,0.99,0.995,0.995,0.998,0.998,0.998,0.998,0.998,0.998,0.998,0.998,0.998,0.982]
["KSSK3","L",2.5581178,-0.00934334589999999,0.017279508,{"v":0.00034232239,"d":"3.42E-04"},{"v":-8.1515194e-06,"d":"-8.15E-06"},{"v":1.1314454E-6,"d":"1.13E-06"},0,0,0,0,10,0.018,0.084,0.233,0.438,0.626,0.77,0.866,0.926,0.95,0.966,0.977,0.985,0.986,0.988,0.993,0.994,0.995,0.996,0.996,0.996,0.996,0.998,0.995,0.976]
["KSSK4","L",2.5749313,-0.011981485,0.013663757,0.000996875489999999,{"v":-9.3565959e-05,"d":"-9.36E-05"},{"v":4.629733e-06,"d":"4.63E-06"},0,0,0,0,10,0.059,0.117,0.278,0.479,0.655,0.795,0.879,0.922,0.944,0.972,0.985,0.986,0.992,0.991,0.992,0.996,0.996,0.998,0.998,0.998,0.998,0.998,0.998,0.998,0.998,0.998,0.983]
["KSSK9","L",2.5737917,-0.0093452955,0.017645209,{"v":0.00035765081,"d":"3.58E-04"},{"v":1.1614434e-06,"d":"1.16E-06"},{"v":1.16034E-6,"d":"1.16E-06"},0,0,0,0,10,0,0,0,0,0,0,0,0.042,0.329,0.65,0.833,0.908,0.943,0.965,0.981,0.985,0.988,0.99,0.991,0.994,0.995,0.997,0.998,0.998,0.998,0.998,0.981]
["KVC100","L",3.1712789,-0.014900418,0.028162431,0.00083037332,{"v":-1.8683781E-5,"d":"-1.87E-05"},{"v":2.6807865E-6,"d":"2.68E-06"},0,0,0,0,10,0,0,0,0,0,0,0,0.141,0.441,0.68,0.819,0.893,0.932,0.95,0.97,0.977,0.982,0.988,0.991,0.994,0.994,0.993,0.994,0.996,0.998,0.998,0.971]
["KVC100M","L",3.1544352,-0.014806744,0.027996766,0.00079379644,{"v":-1.0802615E-5,"d":"-1.08E-05"},{"v":2.172329e-06,"d":"2.17E-06"},0,0,0,0,10,0,0,0,0,0,0,0.008,0.146,0.45,0.69,0.825,0.898,0.932,0.953,0.972,0.98,0.983,0.989,0.993,0.995,0.994,0.995,0.996,0.998,0.998,0.998,0.971]
["KVC179","L",3.1494839,-0.013834728,0.02918544,{"v":0.00080690933,"d":"8.07E-04"},{"v":-6.1681096e-06,"d":"-6.17E-06"},{"v":2.3940146e-06,"d":"2.39E-06"},0,0,0,0,10,0,0,0,0,0,0,0,0.011,0.166,0.453,0.685,0.818,0.885,0.934,0.965,0.985,0.993,0.995,0.998,0.998,0.998,0.998,0.998,0.998,0.998,0.998,0.937]
["KVC181","L",3.1886895,-0.013820455,0.029631617,{"v":1.0659501E-3,"d":"1.07E-03"},{"v":-3.7795055e-05,"d":"-3.78E-05"},{"v":4.3966629e-06,"d":"4.40E-06"},0,0,0,0,10,0,0,0,0,0,0,0,0.087,0.388,0.659,0.811,0.889,0.931,0.954,0.975,0.983,0.99,0.992,0.997,0.998,0.998,0.998,0.998,0.998,0.998,0.998,0.977]
["KVC185","L",3.3380677,-0.014969129,0.032739414,1.1048947E-3,-3.8597399e-05,4.5931893e-06,0,0,0,0,10,0,0,0,0,0,0.082,0.299,0.507,0.664,0.771,0.84,0.892,0.923,0.939,0.957,0.968,0.973,0.978,0.985,0.991,0.992,0.996,0.996,0.996,0.998,0.998,0.978]
["KVC78","L",2.7376882,-0.012269245,0.017439403,0.00047088707,{"v":-2.7150134e-05,"d":"-2.72E-05"},{"v":1.8172045E-6,"d":"1.82E-06"},0,0,0,0,10,0.059,0.102,0.193,0.296,0.358,0.603,0.734,0.834,0.904,0.944,0.966,0.979,0.983,0.992,0.992,0.995,0.995,0.995,0.997,0.998,0.998,0.998,0.998,0.998,0.998,0.996,0.977]
["KVC78M","L",2.7266185,-0.012222673,0.017519329,0.00043056615,{"v":-2.0621869e-05,"d":"-2.06E-05"},{"v":1.440444E-6,"d":"1.44E-06"},0,0,0,0,10,0.032,0.111,0.232,0.279,0.552,0.71,0.826,0.898,0.943,0.967,0.982,0.985,0.988,0.99,0.99,0.991,0.994,0.995,0.995,0.995,0.997,0.998,0.998,0.998,0.998,0.995,0.968]
["KVC79","L",2.5520489,-0.011234947,0.014455084,0.00046725318,{"v":-3.6714004e-05,"d":"-3.67E-05"},{"v":2.2810504e-06,"d":"2.28E-06"},0,0,0,0,10,0.011,0.047,0.138,0.286,0.429,0.661,0.799,0.889,0.939,0.967,0.982,0.987,0.992,0.993,0.994,0.994,0.995,0.997,0.998,0.998,0.998,0.998,0.998,0.998,0.998,0.996,0.977]
["KVC79M","L",2.5419536,-0.011244659,0.014723741,{"v":4.2825747E-4,"d":"4.28E-04"},{"v":-3.3933216e-05,"d":"-3.39E-05"},{"v":2.2129238E-6,"d":"2.21E-06"},0,0,0,0,10,0.022,0.103,0.26,0.378,0.669,0.799,0.891,0.939,0.964,0.978,0.982,0.985,0.985,0.985,0.985,0.988,0.99,0.991,0.992,0.994,0.994,0.997,0.997,0.998,0.998,0.997,0.978]
["KVC80","L",2.8135722,-0.012577591,0.019933465,{"v":0.00015711222,"d":"1.57E-04"},{"v":4.0676176e-05,"d":"4.07E-05"},{"v":-2.4977604E-6,"d":"-2.50E-06"},0,0,0,0,10,0.02,0.031,0.103,0.223,0.292,0.553,0.697,0.805,0.89,0.938,0.965,0.976,0.985,0.991,0.992,0.996,0.997,0.998,0.998,0.998,0.998,0.998,0.998,0.998,0.998,0.997,0.972]
["KVC80M","L",2.800208,-0.012536465,0.019904622,{"v":0.00012816526,"d":"1.28E-04"},{"v":4.6545827e-05,"d":"4.65E-05"},{"v":-2.8784776e-06,"d":"-2.88E-06"},0,0,0,0,10,0,0.036,0.112,0.247,0.321,0.577,0.711,0.815,0.888,0.931,0.957,0.974,0.981,0.986,0.99,0.992,0.996,0.998,0.998,0.998,0.998,0.998,0.998,0.998,0.998,0.998,0.976]
["KVC81","L",3.0049068,-0.013104501,0.027061268,{"v":1.2975893E-5,"d":"1.30E-05"},{"v":7.0805863e-05,"d":"7.08E-05"},{"v":-2.1408122e-06,"d":"-2.14E-06"},0,0,0,0,10,0,0,0,0.027,0.103,0.242,0.397,0.559,0.701,0.811,0.889,0.925,0.951,0.967,0.982,0.99,0.992,0.997,0.998,0.998,0.998,0.998,0.998,0.998,0.991,0.987,0.951]
["KVC82","L",3.0092545,-0.014428442,0.024950143,0.0006532589,{"v":-1.7536585E-5,"d":"-1.75E-05"},{"v":2.6440099e-06,"d":"2.64E-06"},0,0,0,0,10,0,0,0,0,0,0,0.059,0.337,0.627,0.801,0.887,0.93,0.956,0.971,0.981,0.988,0.989,0.993,0.998,0.998,0.998,0.998,0.998,0.998,0.998,0.998,0.973]
["KVC82M","L",2.9914895,-0.01436707,0.024650584,0.00071568019,{"v":-2.7938999e-05,"d":"-2.79E-05"},{"v":3.2293973e-06,"d":"3.23E-06"},0,0,0,0,10,0,0,0,0,0,2E-3,0.059,0.337,0.627,0.801,0.887,0.93,0.956,0.971,0.981,0.988,0.989,0.993,0.997,0.999,0.997,0.998,0.997,0.998,0.998,0.998,0.973]
["KVC89","L",3.1860388,-0.013756822,0.029614017,{"v":1.2383727E-3,"d":"1.24E-03"},{"v":-8.01341749999999e-05,"d":"-8.01E-05"},{"v":7.2330635e-06,"d":"7.23E-06"},0,0,0,0,10,0.181,0.526,0.755,0.866,0.921,0.945,0.963,0.976,0.983,0.988,0.991,0.993,0.995,0.997,0.997,0.997,0.998,0.998,0.998,0.975]
["KVC89M","L",3.1717081,-0.013708448,0.029629026,{"v":0.0011150095,"d":"1.12E-03"},{"v":-5.5576606e-05,"d":"-5.56E-05"},{"v":5.6941122e-06,"d":"5.69E-06"},0,0,0,0,10,0,0,0,0,0,0,0.031,0.076,0.326,0.584,0.754,0.854,0.91,0.943,0.972,0.981,0.985,0.99,0.995,0.996,0.996,0.996,0.998,0.998,0.998,0.998,0.973]
["KVC90","L",3.3299316,-0.013661207,0.034088332,1.0979548E-3,{"v":-2.7983676e-05,"d":"-2.80E-05"},{"v":5.172898e-06,"d":"5.17E-06"},0,0,0,0,10,0.043,0.287,0.553,0.721,0.823,0.879,0.913,0.947,0.958,0.966,0.977,0.982,0.982,0.987,0.987,0.993,0.993,0.998,0.998,0.982]
["KVC90M","L",3.3149515,-0.013619007,0.033842693,1.108869E-3,{"v":-2.8110622e-05,"d":"-2.81E-05"},{"v":5.1120171e-06,"d":"5.11E-06"},0,0,0,0,10,1E-3,0.043,0.287,0.553,0.721,0.823,0.879,0.913,0.947,0.958,0.966,0.977,0.982,0.991,0.987,0.987,0.993,0.993,0.998,0.998,0.982]
["KVC91","L",3.4398054,-0.014667565,0.038194385,0.0018572053,-0.00010460909,{"v":1.2213163e-05,"d":"1.22E-05"},0,0,0,0,10,0,0,0,0,0,0,0,0,0.02,0.155,0.366,0.557,0.699,0.795,0.898,0.934,0.957,0.97,0.98,0.991,0.993,0.993,0.995,0.998,0.998,0.998,0.98]
["KVC91M","L",3.4226561,-0.014620569,0.037712137,{"v":1.9015089E-3,"d":"1.90E-03"},{"v":-1.1042813E-4,"d":"-1.10E-04"},{"v":1.2477487E-5,"d":"1.25E-05"},0,0,0,0,10,0,0,0,0,0,0,0,0,0.02,0.155,0.366,0.557,0.699,0.795,0.898,0.934,0.957,0.97,0.98,0.991,0.993,0.993,0.995,0.997,0.998,0.998,0.98]
["KVC99","L",3.3294765,-0.015324675,0.031941277,{"v":0.0010078745,"d":"1.01E-03"},{"v":-2.8400554e-05,"d":"-2.84E-05"},{"v":3.488686e-06,"d":"3.49E-06"},0,0,0,0,10,0,0,0,0,0,0.082,0.229,0.397,0.572,0.711,0.815,0.884,0.922,0.945,0.965,0.976,0.981,0.987,0.991,0.995,0.995,0.994,0.994,0.998,0.998,0.998,0.973]
["KVC99M","L",3.3130252,-0.01525551,0.031799975,{"v":0.0010027504,"d":"1.00E-03"},{"v":-2.7509191E-5,"d":"-2.75E-05"},{"v":3.4290858e-06,"d":"3.43E-06"},0,0,0,0,10,0,0,0,0,0.006,0.082,0.229,0.397,0.572,0.711,0.815,0.884,0.922,0.945,0.965,0.976,0.981,0.987,0.991,0.995,0.995,0.994,0.994,0.998,0.998,0.998,0.973]
["KZFS4","L",2.5481255,-0.013018925,0.01920199,{"v":0.00042939978,"d":"4.29E-04"},{"v":4.2019946e-06,"d":"4.20E-06"},{"v":1.4610142e-06,"d":"1.46E-06"},0,0,0,0,10,0,0,0,0,0.013,0.241,0.528,0.714,0.826,0.894,0.936,0.963,0.975,0.982,0.991,0.992,0.995,0.997,0.998,0.998,0.998,0.998,0.998,0.998,0.998,0.994,0.922]
["KZFS50","L",2.9257039,-0.011234463,0.032931085,{"v":1.2267908E-3,"d":"1.23E-03"},{"v":-1.7664553e-05,"d":"-1.77E-05"},{"v":7.3704739e-06,"d":"7.37E-06"},0,0,0,0,10,0,0,0,0,0,0,0,0.048,0.334,0.619,0.795,0.883,0.934,0.96,0.982,0.99,0.995,0.997,0.997,0.997,0.997,0.998,0.998,0.998,0.997,0.985,0.954]
["KZNSF8","L",2.8600337,-0.012073452,0.026131306,0.00091303268,{"v":-3.0467767E-5,"d":"-3.05E-05"},{"v":4.891802E-6,"d":"4.89E-06"},0,0,0,0,10,0.098,0.419,0.688,0.831,0.9,0.938,0.958,0.976,0.983,0.988,0.99,0.993,0.996,0.996,0.996,0.998,0.998,0.998,0.998,0.968]
["KZNSF8M","L",2.8508369,-0.012006057,0.025904826,0.0009056149,{"v":-2.8090015e-05,"d":"-2.81E-05"},{"v":4.695922e-06,"d":"4.70E-06"},0,0,0,0,10,0,0,0,0,0,0,0,0.107,0.447,0.694,0.835,0.905,0.94,0.961,0.975,0.981,0.985,0.988,0.988,0.992,0.995,0.997,0.997,0.998,0.998,0.998,0.963]
["LAF70","L",2.9673854,-0.012979353,0.03058557,1.1409521E-3,{"v":-3.3672625e-05,"d":"-3.37E-05"},{"v":6.9733679E-6,"d":"6.97E-06"},0,0,0,0,10,0,0,0,0,0,0,0,0.013,0.17,0.414,0.619,0.753,0.839,0.894,0.95,0.971,0.978,0.982,0.985,0.988,0.99,0.992,0.995,0.998,0.996,0.985,0.98]
["LAFN10","L",2.8843797,-0.010848387,0.025087198,0.00063568584,{"v":4.9636279e-06,"d":"4.96E-06"},{"v":2.514032E-6,"d":"2.51E-06"},0,0,0,0,10,0,0,0,0,0,0,0,0,0,0.179,0.505,0.74,0.86,0.918,0.96,0.971,0.975,0.982,0.985,0.99,0.994,0.994,0.997,0.998,0.998,0.998,0.975]
["LAFN12","L",2.9838547,-0.012191745,0.032283756,0.0017911052,-1.0680885E-4,{"v":1.5562547e-05,"d":"1.56E-05"},0,0,0,0,10,0,0,0,0,0,0,0,0,0,0,0,0.042,0.27,0.564,0.841,0.925,0.957,0.971,0.981,0.99,0.991,0.994,0.997,0.998,0.998,0.998,0.982]
["LAFN4","L",2.8855729,-0.010279711,0.024792351,{"v":0.00049314273,"d":"4.93E-04"},{"v":1.139152e-05,"d":"1.14E-05"},{"v":1.9559762e-06,"d":"1.96E-06"},0,0,0,0,10,0,0,0,0,0,0,0,0,0.066,0.371,0.65,0.81,0.891,0.933,0.96,0.971,0.977,0.982,0.985,0.99,0.991,0.995,0.997,0.998,0.998,0.995,0.974]
["LAFN7","L",2.9456059,-0.013715367,0.02274673,0.00038174875,{"v":9.5555244e-06,"d":"9.56E-06"},{"v":4.3726193E-7,"d":"4.37E-07"},0,0,0,0,10,0,0,0,0,0,0.054,0.251,0.482,0.656,0.787,0.868,0.919,0.947,0.961,0.975,0.982,0.985,0.988,0.988,0.994,0.997,0.997,0.998,0.998,0.99,0.985,0.953]
["LAFN8","L",3.0092316,-0.011074297,0.026677749,{"v":-8.9651881e-05,"d":"-8.97E-05"},{"v":7.2619355e-05,"d":"7.26E-05"},{"v":-2.2455275e-06,"d":"-2.25E-06"},0,0,0,0,10,0,0,0,0,0,0.029,0.192,0.425,0.625,0.763,0.86,0.919,0.95,0.965,0.982,0.988,0.99,0.995,0.995,0.997,0.997,0.997,0.998,0.998,0.971,0.968,0.946]
["LASFN19","L",3.143192,-0.014183025,0.026385108,0.0010026117,{"v":-5.9283957e-05,"d":"-5.93E-05"},{"v":4.5866331e-06,"d":"4.59E-06"},0,0,0,0,10,0,0,0,0,0,0,0.029,0.179,0.425,0.608,0.753,0.842,0.898,0.932,0.961,0.971,0.978,0.982,0.985,0.99,0.991,0.992,0.995,0.998,0.998,0.998,0.978]
["LASFN21","L",3.3072284,-0.017620663,0.035742443,{"v":0.002392217,"d":"2.39E-03"},{"v":-1.3426424E-4,"d":"-1.34E-04"},{"v":1.4464388E-5,"d":"1.45E-05"},0,0,0,0,10,0,0,0,0,0,0,0,0,0,0,0.036,0.234,0.495,0.69,0.865,0.926,0.953,0.971,0.982,0.995,0.997,0.997,0.998,0.998,0.994,0.991,0.967]
["LASFN22","L",3.4810353,-0.01719796,0.037737318,0.002513112,-0.00017521863,{"v":1.6219463e-05,"d":"1.62E-05"},0,0,0,0,10,0,0,0,0,0,0,0,0,0,0,0.093,0.319,0.54,0.701,0.846,0.901,0.926,0.947,0.957,0.974,0.982,0.985,0.99,0.997,0.998,0.998,0.974]
["LASFN3","L",3.1500372,-0.011882293,0.030091056,0.00053837878,{"v":1.9843423E-5,"d":"1.98E-05"},{"v":1.4717086e-06,"d":"1.47E-06"},0,0,0,0,10,0,0,0,0,0,0,0,0.114,0.371,0.6,0.766,0.853,0.905,0.933,0.957,0.968,0.975,0.982,0.985,0.988,0.99,0.994,0.995,0.998,0.998,0.995,0.974]
["LF1","L",2.4221923,-0.0086802852,0.017432349,0.00061972412,{"v":-1.944062E-5,"d":"-1.94E-05"},{"v":2.7848E-6,"d":"2.78E-06"},0,0,0,0,10,0,0,0,0,0.04,0.347,0.727,0.883,0.943,0.971,0.982,0.982,0.988,0.99,0.991,0.991,0.991,0.992,0.994,0.995,0.997,0.997,0.998,0.998,0.998,0.998,0.943]
["LF2","L",2.4678624,-0.00843002489999999,0.019414393,0.00048493866,{"v":9.3867722e-06,"d":"9.39E-06"},{"v":1.4474072E-6,"d":"1.45E-06"},0,0,0,0,10,0,0,0,0,0,0.082,0.459,0.736,0.867,0.933,0.961,0.968,0.982,0.988,0.988,0.988,0.99,0.99,0.991,0.994,0.995,0.995,0.997,0.998,0.997,0.992,0.923]
["LF3","L",2.4475694,-0.0084479251,0.018926282,4.035555E-4,{"v":9.085234e-06,"d":"9.09E-06"},{"v":1.7052596E-6,"d":"1.71E-06"},0,0,0,0,10,0,0,0,0,0,0.162,0.588,0.799,0.901,0.953,0.974,0.978,0.991,0.995,0.995,0.995,0.997,0.997,0.997,0.997,0.998,0.998,0.998,0.998,0.998,0.998,0.934]
["LF4","L",2.436319,-0.0085401033,0.018663876,{"v":0.00045300742,"d":"4.53E-04"},{"v":6.6459967e-06,"d":"6.65E-06"},{"v":1.6027138E-6,"d":"1.60E-06"},0,0,0,0,10,0,0,0,0,0.022,0.187,0.613,0.826,0.915,0.957,0.975,0.975,0.985,0.988,0.988,0.99,0.99,0.99,0.992,0.995,0.995,0.995,0.997,0.998,0.998,0.998,0.953]
["LF5","L",2.4448729,-0.00877157129999999,0.018544331,{"v":0.00068199314,"d":"6.82E-04"},{"v":-2.3505236e-05,"d":"-2.35E-05"},{"v":3.3917827e-06,"d":"3.39E-06"},0,0,0,0,10,0,0,0,0,0.05,0.371,0.74,0.957,0.95,0.971,0.982,0.984,0.99,0.991,0.992,0.992,0.994,0.994,0.995,0.995,0.997,0.997,0.998,0.998,0.998,0.995,0.936]
["LF6","L",2.4047907,-0.0087988392,0.01737067,0.00054422581,{"v":-1.2510046E-5,"d":"-1.25E-05"},{"v":2.4310864e-06,"d":"2.43E-06"},0,0,0,0,10,0,0,0,0,0.013,0.334,0.74,0.909,0.957,0.981,0.99,0.99,0.995,0.997,0.997,0.997,0.997,0.997,0.997,0.998,0.998,0.998,0.998,0.998,0.997,0.994,0.937]
["LF7","L",2.4248798,-7.9967935E-3,0.018851219,0.00043158299,{"v":8.1793739e-06,"d":"8.18E-06"},{"v":1.5720523e-06,"d":"1.57E-06"},0,0,0,0,10,0,0,0,0,0.01,0.294,0.701,0.882,0.943,0.971,0.981,0.981,0.982,0.985,0.988,0.988,0.988,0.99,0.99,0.994,0.995,0.997,0.997,0.998,0.998,0.998,0.951]
["LLF1","L",2.3494895,-0.0079027067,0.016497587,0.00018108174,{"v":2.7888821E-5,"d":"2.79E-05"},{"v":-9.9314145e-08,"d":"-9.93E-08"},0,0,0,0,10,0,0,0,0,0.048,0.447,0.779,0.912,0.967,0.985,0.988,0.988,0.995,0.997,0.997,0.997,0.997,0.997,0.998,0.998,0.998,0.998,0.998,0.998,0.998,0.998,0.934]
["LLF2","L",2.3303451,-0.0088935015,0.014877806,0.00042669633,{"v":-1.008843E-5,"d":"-1.01E-05"},{"v":1.6726442e-06,"d":"1.67E-06"},0,0,0,0,10,0,0,0,0,0.196,0.663,0.884,0.953,0.985,0.988,0.994,0.995,0.997,0.997,0.997,0.997,0.997,0.997,0.997,0.998,0.998,0.998,0.998,0.998,0.998,0.995,0.943]
["LLF6","L",2.3027021,-0.0073110904,0.015656462,{"v":-6.4404698e-05,"d":"-6.44E-05"},{"v":5.4437505e-05,"d":"5.44E-05"},{"v":-1.9865438E-6,"d":"-1.99E-06"},0,0,0,0,10,0,0,0,0,0.042,0.6,0.833,0.933,0.971,0.985,0.988,0.988,0.995,0.995,0.992,0.992,0.992,0.995,0.995,0.997,0.997,0.997,0.998,0.998,0.998,0.998,0.946]
["LLF7","L",2.351324,-0.0082345442,0.016184681,0.00033894613,{"v":7.3313525e-06,"d":"7.33E-06"},{"v":8.6922344e-07,"d":"8.69E-07"},0,0,0,0,10,0,0,0,0,0.114,0.54,0.806,0.909,0.957,0.971,0.98,0.982,0.988,0.988,0.988,0.988,0.99,0.991,0.991,0.991,0.992,0.994,0.995,0.998,0.998,0.992,0.929]
["LLF8","L",2.3042425,-0.0084107787,0.015755637,{"v":8.32207289999999e-05,"d":"8.32E-05"},{"v":4.5033107E-5,"d":"4.50E-05"},{"v":-2.6827948e-07,"d":"-2.68E-07"},0,0,0,0,10,0,0,0,0,0,0,0,0.032,0.162,0.631,0.833,0.915,0.957,0.968,0.981,0.982,0.985,0.985,0.985,0.988,0.988,0.988,0.988,0.997,0.998,0.988,0.977]
["SF1","L",2.8460693,-0.0098036142,0.031907443,0.001884746,-1.0548754E-4,{"v":1.370142E-5,"d":"1.37E-05"},0,0,0,0,10,0,0,0,0,0,0,0,0.129,0.389,0.68,0.799,0.885,0.938,0.953,0.982,0.984,0.985,0.988,0.99,0.994,0.995,0.997,0.997,0.998,0.998,0.998,0.982]
["SF10","L",2.8666695,-5.5795654E-3,0.04278754,-0.0014536632,0.00049205096,{"v":-2.2762614E-5,"d":"-2.28E-05"},0,0,0,0,10,0,0,0,0,0,0,0,0,0,0,0.013,0.196,0.564,0.796,0.936,0.968,0.975,0.981,0.985,0.988,0.991,0.992,0.995,0.997,0.998,0.998,0.997]
["SF10W","L",2.8666695,-5.5795654E-3,0.04278754,-0.0014536632,0.00049205096,{"v":-2.2762614E-5,"d":"-2.28E-05"},0,0,0,0,10,0,0,0,0,0,0,0,0,0,0,0.04,0.196,0.564,0.799,0.947,0.971,0.978,0.982,0.985,0.988,0.991,0.992,0.995,0.997,0.998,0.998,0.997]
["SF11","L",3.0508708,-0.0097242185,0.040955581,2.4712336E-3,-0.00013840801,{"v":2.4229056e-05,"d":"2.42E-05"},0,0,0,0,10,0,0,0,0,0,0,0,0,0,0,0,0.054,0.473,0.682,0.911,0.961,0.975,0.982,0.985,0.991,0.992,0.994,0.997,0.998,0.998,0.998,0.981]
["SF11W","L",3.0508708,-0.0097242185,0.040955581,2.4712336E-3,-0.00013840801,{"v":2.4229056e-05,"d":"2.42E-05"},0,0,0,0,10,0,0,0,0,0,0,0,0,0,0,0.027,0.241,0.576,0.779,0.933,0.971,0.982,0.988,0.99,0.995,0.997,0.997,0.998,0.998,0.998,0.995,0.978]
["SF12","L",2.6364208,-0.0083154035,0.026282416,0.00084084598,{"v":-7.4551347e-06,"d":"-7.46E-06"},{"v":5.4381023e-06,"d":"5.44E-06"},0,0,0,0,10,0,0,0,0,0,0,0,0,0.015,0.221,0.57,0.799,0.915,0.964,0.992,0.997,0.997,0.997,0.997,0.998,0.998,0.998,0.998,0.998,0.995,0.981,0.933]
["SF13","L",2.9192174,-0.011963334,0.032996433,0.002736291,-0.00020475207,{"v":2.3181362e-05,"d":"2.32E-05"},0,0,0,0,10,0,0,0,0,0,0,0,0,0,0,0.013,0.232,0.564,0.796,0.936,0.968,0.975,0.981,0.985,0.99,0.994,0.995,0.995,0.998,0.998,0.997,0.975]
["SF14","L",2.9839044,-0.012366504,0.035131078,0.0032071667,-0.00026153414,{"v":2.9127433e-05,"d":"2.91E-05"},0,0,0,0,10,0,0,0,0,0,0,0,0,0,0,0,0.063,0.299,0.546,0.808,0.907,0.948,0.968,0.975,0.985,0.985,0.988,0.992,0.997,0.982,0.974,0.954]
["SF15","L",2.7895665,-0.010181904,0.029925345,0.0018309044,-0.00010955329,{"v":1.421907E-5,"d":"1.42E-05"},0,0,0,0,10,0,0,0,0,0,0,0,0,0,0,0.054,0.392,0.714,0.95,0.975,0.991,0.995,0.997,0.997,0.998,0.998,0.998,0.998,0.998,0.991,0.977,0.94]
["SF18","L",2.8594457,-0.010229223,0.031936097,0.0020257382,-0.00011649195,{"v":1.4181908e-05,"d":"1.42E-05"},0,0,0,0,10,0,0,0,0,0,0,0,0.05,0.187,0.482,0.701,0.815,0.883,0.929,0.961,0.974,0.98,0.982,0.985,0.988,0.99,0.991,0.995,0.998,0.998,0.997,0.968]
["SF19","L",2.6946895,-0.0094341368,0.026509398,0.0012938458,{"v":-5.9141879E-5,"d":"-5.91E-05"},{"v":8.3247213e-06,"d":"8.32E-06"},0,0,0,0,10,0,0,0,0,0,0,0,0.129,0.477,0.721,0.848,0.908,0.95,0.972,0.991,0.994,0.998,0.998,0.998,0.998,0.998,0.998,0.998,0.998,0.994,0.99,0.958]
["SF2","L",2.6357555,-0.0088369978,0.025530657,0.0010085256,{"v":-2.7211205e-05,"d":"-2.72E-05"},{"v":6.1064321e-06,"d":"6.11E-06"},0,0,0,0,10,0,0,0,0,0,0,0.042,0.376,0.701,0.86,0.932,0.954,0.975,0.982,0.99,0.991,0.992,0.994,0.994,0.995,0.995,0.995,0.997,0.998,0.995,0.988,0.94]
["SF3","L",2.918059,-0.011559536,0.032369401,0.0028002688,-0.00021470814,{"v":2.1127003e-05,"d":"2.11E-05"},0,0,0,0,10,0,0,0,0,0,0,0,0,0,0.154,0.505,0.759,0.88,0.934,0.971,0.982,0.99,0.994,0.995,0.997,0.997,0.997,0.998,0.998,0.982,0.971,0.943]
["SF4","L",2.961286,-0.00971845929999999,0.036746182,0.0021217619,-1.0682716E-4,{"v":1.6287508e-05,"d":"1.63E-05"},0,0,0,0,10,0,0,0,0,0,0,0,0,0.013,0.135,0.526,0.764,0.852,0.904,0.96,0.977,0.988,0.991,0.995,0.997,0.997,0.997,0.998,0.998,0.99,0.978,0.961]
["SF4W","L",2.961286,-0.00971845929999999,0.036746182,0.0021217619,-1.0682716E-4,{"v":1.6287508e-05,"d":"1.63E-05"},0,0,0,0,10,0,0,0,0,0,0,0,0,0.013,0.138,0.564,0.788,0.89,0.939,0.975,0.985,0.991,0.995,0.995,0.997,0.997,0.997,0.998,0.998,0.99,0.978,0.961]
["SF5","L",2.711869,-0.00974179109999999,0.026856244,1.5479291E-3,{"v":-8.5425396e-05,"d":"-8.54E-05"},{"v":9.9958701e-06,"d":"1.00E-05"},0,0,0,0,10,0,0,0,0,0,0.057,0.403,0.707,0.833,0.893,0.926,0.947,0.964,0.971,0.981,0.982,0.985,0.988,0.988,0.99,0.995,0.995,0.997,0.998,0.998,0.995,0.954]
["SF6","L",3.1199659,-0.011028053,0.041053407,0.0032448937,-0.00022709465,{"v":2.689301e-05,"d":"2.69E-05"},0,0,0,0,10,0,0,0,0,0,0,0,0,0,0.111,0.459,0.684,0.812,0.882,0.948,0.971,0.981,0.988,0.99,0.994,0.994,0.995,0.997,0.998,0.991,0.985,0.967]
["SF6W","L",3.1199659,-0.011028053,0.041053407,0.0032448937,-0.00022709465,{"v":2.689301e-05,"d":"2.69E-05"},0,0,0,0,10,0,0,0,0,0,0,0,0,0,0.114,0.482,0.733,0.857,0.915,0.96,0.975,0.982,0.985,0.99,0.994,0.995,0.995,0.997,0.998,0.992,0.985,0.97]
["SF7","L",2.6147991,-0.0098878577,0.02328456,0.001383318,{"v":-8.7050383e-05,"d":"-8.71E-05"},{"v":8.8830147e-06,"d":"8.88E-06"},0,0,0,0,10,0,0,0,0,0,0,0.072,0.482,0.779,0.897,0.95,0.967,0.978,0.985,0.988,0.99,0.991,0.994,0.994,0.995,0.995,0.997,0.998,0.998,0.998,0.998,0.964]
["SF8","L",2.7609944,-0.010310236,0.028353165,0.001722932,{"v":-9.5600346e-05,"d":"-9.56E-05"},{"v":1.1144821E-5,"d":"1.11E-05"},0,0,0,0,10,0,0,0,0,0,0,0,0.107,0.42,0.666,0.806,0.878,0.926,0.954,0.975,0.982,0.988,0.99,0.991,0.994,0.995,0.997,0.997,0.998,0.998,0.992,0.964]
["SF9","L",2.6551486,-0.0080264838,0.026925248,0.00075907464,{"v":8.3286411e-06,"d":"8.33E-06"},{"v":4.2920006e-06,"d":"4.29E-06"},0,0,0,0,10,0,0,0,0,0,0,0.01,0.236,0.625,0.815,0.905,0.943,0.967,0.975,0.982,0.985,0.988,0.99,0.991,0.994,0.994,0.995,0.995,0.998,0.998,0.998,0.981]
["SFN1","L",2.8555571,-0.010282883,0.031719134,2.043076E-3,-1.1962118E-4,{"v":1.4485728e-05,"d":"1.45E-05"},0,0,0,0,10,0,0,0,0,0,0,0.013,0.232,0.54,0.73,0.819,0.876,0.909,0.929,0.951,0.96,0.964,0.975,0.975,0.982,0.985,0.99,0.992,0.998,0.992,0.982,0.954]
["SFN3","L",3.2601657,-0.015627611,0.040634475,0.0056186021,-0.00052724573,{"v":4.7554561E-5,"d":"4.76E-05"},0,0,0,0,10,0,0,0,0,0,0,0,0,0,0,0.086,0.314,0.528,0.692,0.846,0.922,0.957,0.971,0.978,0.988,0.99,0.991,0.994,0.997,0.997,0.99,0.971]
["SK1","L",2.5497575,-0.0097374305,0.014968468,0.00042940752,{"v":-2.3353517e-05,"d":"-2.34E-05"},{"v":1.5572796E-6,"d":"1.56E-06"},0,0,0,0,10,0,0,0,0,0.145,0.447,0.701,0.846,0.929,0.961,0.979,0.985,0.992,0.995,0.997,0.997,0.997,0.997,0.998,0.998,0.998,0.998,0.998,0.998,0.995,0.985,0.967]
["SK10","L",2.5882212,-0.00946303949999999,0.016107294,2.0019202E-4,{"v":7.6743138e-06,"d":"7.67E-06"},{"v":7.8250138E-9,"d":"7.83E-09"},0,0,0,0,10,0,0,0,0,0.066,0.34,0.644,0.8,0.901,0.936,0.961,0.971,0.98,0.985,0.988,0.988,0.988,0.99,0.99,0.991,0.994,0.995,0.995,0.998,0.998,0.998,0.985]
["SK12","L",2.4686816,-0.010094174,0.013146927,4.2161799E-4,{"v":-2.4913233e-05,"d":"-2.49E-05"},{"v":1.3187694e-06,"d":"1.32E-06"},0,0,0,0,10,0,0,0,0.029,0.214,0.487,0.701,0.826,0.901,0.943,0.965,0.974,0.981,0.985,0.988,0.99,0.99,0.994,0.995,0.997,0.997,0.997,0.998,0.998,0.998,0.998,0.982]
["SK2","L",2.5409528,-0.00969683149999999,0.01481426,0.00043251578,{"v":-2.402862E-5,"d":"-2.40E-05"},{"v":1.5238211E-6,"d":"1.52E-06"},0,0,0,0,10,0,0,0.196,0.392,0.663,0.812,0.964,0.943,0.96,0.968,0.974,0.978,0.981,0.982,0.982,0.982,0.988,0.992,0.992,0.992,0.992,0.995,0.997,0.998,0.995,0.988,0.977]
["SK3","L",2.5462631,-0.0097165459,0.015122791,0.00016339506,{"v":8.3851443e-06,"d":"8.39E-06"},{"v":-1.1042833e-07,"d":"-1.10E-07"},0,0,0,0,10,0,0,0,0.015,0.154,0.414,0.631,0.772,0.867,0.919,0.948,0.963,0.971,0.977,0.982,0.985,0.985,0.988,0.99,0.991,0.994,0.995,0.997,0.998,0.998,0.998,0.978]
["SK9","L",2.5598616,-0.0092684848,0.01574161,0.00037696688,{"v":-1.4527816E-5,"d":"-1.45E-05"},{"v":1.2396803e-06,"d":"1.24E-06"},0,0,0,0,10,0,0,0,0,0.037,0.371,0.701,0.865,0.936,0.96,0.974,0.981,0.982,0.985,0.985,0.988,0.988,0.99,0.991,0.992,0.994,0.995,0.997,0.998,0.998,0.998,0.978]
["SSK1","L",2.567224,-0.0085830688,0.017273276,{"v":2.0972565e-05,"d":"2.10E-05"},{"v":4.0081193e-05,"d":"4.01E-05"},{"v":-1.6060313E-6,"d":"-1.61E-06"},0,0,0,0,10,0,0,0,0,0,0.154,0.528,0.772,0.88,0.936,0.961,0.968,0.975,0.981,0.982,0.985,0.988,0.99,0.991,0.995,0.995,0.995,0.997,0.998,0.997,0.998,0.985]
["SSK2","L",2.5838727,-0.0093374301,0.016662365,3.5690825E-4,{"v":-4.7300773e-06,"d":"-4.73E-06"},{"v":8.4542327e-07,"d":"8.45E-07"},0,0,0,0,10,0,0,0,0,0,0.1,0.459,0.746,0.883,0.943,0.971,0.977,0.982,0.988,0.99,0.99,0.99,0.992,0.992,0.995,0.997,0.997,0.998,0.998,0.994,0.982,0.96]
["SSK3","L",2.5588884,-0.00919781989999999,0.016728381,0.00044960809,{"v":-1.4061349e-05,"d":"-1.41E-05"},{"v":1.5148864e-06,"d":"1.51E-06"},0,0,0,0,10,0,0,0,0,0,0.05,0.32,0.688,0.86,0.926,0.957,0.971,0.98,0.982,0.985,0.985,0.988,0.99,0.99,0.992,0.995,0.995,0.997,0.998,0.998,0.998,0.995]
["SSK4","L",2.5682232,-0.0080686132,0.018062698,-0.00035372055,{"v":9.6878774E-5,"d":"9.69E-05"},{"v":-4.9968865e-06,"d":"-5.00E-06"},0,0,0,0,10,0,0,0,0,0.04,0.329,0.663,0.819,0.911,0.951,0.968,0.975,0.981,0.985,0.985,0.988,0.988,0.991,0.992,0.995,0.995,0.995,0.997,0.998,0.992,0.99,0.965]
["SSK5","L",2.6934535,-0.008484965,0.02049593,-0.00012599938,{"v":7.43837499999999e-05,"d":"7.44E-05"},{"v":-3.1333041e-06,"d":"-3.13E-06"},0,0,0,0,10,0,0,0,0,0,0.03,0.223,0.582,0.799,0.898,0.947,0.965,0.975,0.98,0.982,0.985,0.985,0.988,0.99,0.992,0.994,0.994,0.997,0.998,0.997,0.994,0.971]
["SSKN1","L",2.6654478,-0.0094566671,0.018571017,{"v":9.9978444e-05,"d":"1.00E-04"},{"v":3.3877062e-05,"d":"3.39E-05"},{"v":-1.011318E-6,"d":"-1.01E-06"},0,0,0,0,10,0,0,0,0,0,0,0.05,0.2,0.493,0.714,0.839,0.907,0.943,0.957,0.974,0.978,0.982,0.985,0.985,0.99,0.99,0.994,0.995,0.998,0.998,0.998,0.995]

{"sheet":"Zeon","index":20,"n_rows":9,"n_cols":43,"rows_kept":9}
["Name","Eqn","A1","A2","A3","A4","A5","A6","A7","A8","A9","A10","t (mm)",290,300,310,320,330,340,350,360,370,380,390,400,420,440,460,480,500,550,600,650,700,800,900,1000,1100,1200,1300,1400,1500,1600]
["E48R","L",2.30106078211975,{"v":-1.28756306366995E-4,"d":"-1.29E-04"},{"v":0.0152770469430834,"d":"1.53E-02"},{"v":-3.02038755762624E-4,"d":"-3.02E-04"},{"v":7.89711443758279e-05,"d":"7.90E-05"},{"v":-4.13100960372503e-06,"d":"-4.13E-06"},0,0,0,0,3,0.061,0.531,0.565,0.617,0.73,0.895,0.969,0.983,0.986,0.988,0.989,0.99,0.992,0.994,0.994,0.995,0.995,0.996,0.996,0.996,0.997,0.998,0.984,0.994,0.994,0.557,0.966,0.758,0.899,0.941]
["F52R","L",2.31152880115405,{"v":-0.000422641860495787,"d":"-4.23E-04"},{"v":0.0156229603526299,"d":"1.56E-02"},{"v":-0.000446714910140145,"d":"-4.47E-04"},{"v":1.04210068457178E-4,"d":"1.04E-04"},{"v":-5.546358124775e-06,"d":"-5.55E-06"},0,0,0,0,3,0.038,0.596,0.662,0.714,0.798,0.899,0.958,0.976,0.982,0.986,0.988,0.99,0.991,0.993,0.994,0.994,0.994,0.994,0.994,0.994,0.996,0.997]
["K22R","L",2.3156367819538,{"v":-0.00133370562252821,"d":"-1.33E-03"},{"v":0.0132189018841018,"d":"1.32E-02"},{"v":0.00037200400402071,"d":"3.72E-04"},{"v":-1.06268448689661E-5,"d":"-1.06E-05"},{"v":1.2552942507682E-7,"d":"1.26E-07"},0,0,0,0,3,0.049,0.521,0.542,0.577,0.683,0.851,0.957,0.98,0.986,0.989,0.992,0.993,0.994,0.995,0.995,0.996,0.996,0.996,0.997,0.997,0.998,0.997]
["K26R","L",2.3156367819538,{"v":-0.00133370562252821,"d":"-1.33E-03"},{"v":0.0132189018841018,"d":"1.32E-02"},{"v":0.00037200400402071,"d":"3.72E-04"},{"v":-1.06268448689661E-5,"d":"-1.06E-05"},{"v":1.2552942507682E-7,"d":"1.26E-07"},0,0,0,0,3,0.041,0.672,0.729,0.764,0.831,0.919,0.972,0.985,0.99,0.992,0.993,0.995,0.996,0.997,0.997,0.998,0.998,0.998,0.999,0.998,0.999,0.998]
["T62R","L",2.3180262463502,{"v":-0.000547948980965884,"d":"-5.48E-04"},{"v":0.0148220130940899,"d":"1.48E-02"},{"v":-0.000144792902574409,"d":"-1.45E-04"},{"v":6.2978829646454e-05,"d":"6.30E-05"},{"v":-3.75442664335424E-6,"d":"-3.75E-06"},0,0,0,0,3,0.06,0.699,0.73,0.753,0.821,0.916,0.97,0.984,0.989,0.991,0.993,0.994,0.996,0.996,0.997,0.997,0.998,0.998,0.998,0.998,0.999,0.998]
["Z330R","L",2.23918174856226,{"v":-0.000824638616904849,"d":"-8.25E-04"},{"v":0.0133236014662543,"d":"1.33E-02"},{"v":2.59651715168729e-05,"d":"2.60E-05"},{"v":2.77357125924027e-05,"d":"2.77E-05"},{"v":-1.44083134046014e-06,"d":"-1.44E-06"},0,0,0,0,3,0.119,0.492,0.511,0.584,0.717,0.888,0.967,0.98,0.983,0.986,0.988,0.988,0.989,0.991,0.993,0.993,0.994,0.995,0.996,0.996,0.997,0.997,0.984,0.993,0.997,0.51,0.969,0.743,0.898,0.933]
["Z350R","L",2.24054455050646,{"v":-0.00169183878097101,"d":"-1.69E-03"},{"v":0.0116212389912107,"d":"1.16E-02"},{"v":0.000663454691675724,"d":"6.63E-04"},{"v":-7.76942424636218e-05,"d":"-7.77E-05"},{"v":4.84920775534192e-06,"d":"4.85E-06"},0,0,0,0,3,0.036,0.162,0.672,0.882,0.906,0.91,0.92,0.944,0.966,0.982,0.989,0.992,0.993,0.994,0.995,0.995,0.996,0.996,0.997,0.997,0.997,0.997,0.998]
["Z480R","L",2.28513945710438,{"v":-0.000713166355126305,"d":"-7.13E-04"},{"v":0.0138969691543025,"d":"1.39E-02"},{"v":1.79078997462057e-05,"d":"1.79E-05"},{"v":3.40716087521287e-05,"d":"3.41E-05"},{"v":-1.92359385664531e-06,"d":"-1.92E-06"},0,0,0,0,3,0.154,0.853,0.877,0.895,0.931,0.967,0.986,0.991,0.993,0.994,0.995,0.995,0.996,0.997,0.997,0.997,0.998,0.998,0.998,0.998,0.999,0.998,0.981,0.994,0.995,0.632,0.968,0.777,0.897,0.939]