{"text_format":"3","workbook":"xlsx","n_sheets":1,"sheets":["LabCircle"],"not_rendered":{"charts":1,"macros":1},"read":"whole","date_system":"1900"}

{"sheet":"LabCircle","index":0,"n_rows":1002,"n_cols":31,"rows_kept":1002}
[{"$nulls":14},"DESIGN Data",{"$nulls":4},"Transform and Calculate",{"$nulls":4},"Ellipse 0-360° x 2°",{"$nulls":3},"Ellipse 0-360° x 15°",null,"DESIGN CIE"]
["Center a",{"$nulls":4},"1. Open FilmStar DESIGN, load a design, set tolerance values (<Ctrl+N>)",{"$nulls":7},"a*","b*","L*",null,"Angle","Radius","X","Y","Pass",null,"Angle","X","Y",null,"Angle","X","Y","Tolerance Box"]
[51.5,{"$nulls":4},"2. Click [Calculate] to draw scatter plot (1000 iterations, so not instant)",{"$nulls":7},53.34623336791992,-47.00511169433594,37.9276123046875,null,{"$f":"(ATAN2($N3-$A$3, $O3-$A$6))-$C$15","v":{"v":0.11232231979788349,"d":"0.11232"}},{"$f":"SQRT(($N3-$A$3)^2+($O3-$A$6)^2)","v":{"v":2.1021006557517166,"d":"2.10210"}},{"$f":"$S3*COS($R3)","v":{"v":2.0888542213381234,"d":"2.08885"}},{"$f":"$S3*SIN($R3)","v":{"v":0.235616656689843,"d":"0.23562"}},{"$f":"IF(($T3/$A$9)^2 +($U3/$A$12)^2<=1, \"OK\", \"NG\")","v":"OK"},null,{"v":0,"d":"0.00000"},{"$f":"$A$3+$A$9*COS($X3)*COS($C$15)-$A$12*SIN($X3)*SIN($C$15)","v":53.95745613286697},{"$f":"$A$6+$A$9*COS($X3)*SIN($C$15)+$A$12*SIN($X3)*COS($C$15)","v":-47.72072930905314},null,{"v":0,"d":"0.00000"},{"$f":"$A$3+$A$9*COS($AB3)*COS($C$15)-$A$12*SIN($AB3)*SIN($C$15)","v":{"v":53.95745613286697,"d":"53.95746"}},{"$f":"$A$6+$A$9*COS($AB3)*SIN($C$15)+$A$12*SIN($AB3)*COS($C$15)","v":{"v":-47.72072930905314,"d":"-47.72073"}},{"$f":"TEXT($AC3, \"0\" & DeciSep() & \"000\") & ListSep() & TEXT($AD3, \"0\" & DeciSep() & \"000\")","v":"53.957,-47.721"}]
[{"$nulls":13},52.33115005493164,-46.304988861083984,38.057456970214844,null,{"v":0.2591724632084561,"d":"0.25917"},{"v":0.8853409621146957,"d":"0.88534"},{"$f":"$S4*COS($R4)","v":{"v":0.8557726906754772,"d":"0.85577"}},{"$f":"$S4*SIN($R4)","v":{"v":0.2268958375383494,"d":"0.22690"}},"OK",null,{"v":0.03490658503988659,"d":"0.03491"},53.97597664593815,-47.691093093182104,null,{"v":0.2617993877991494,"d":"0.26180"},{"$f":"$A$3+$A$9*COS($AB4)*COS($C$15)-$A$12*SIN($AB4)*SIN($C$15)","v":{"v":54.022172851258354,"d":"54.02217"}},{"$f":"$A$6+$A$9*COS($AB4)*SIN($C$15)+$A$12*SIN($AB4)*COS($C$15)","v":{"v":-47.45008472977032,"d":"-47.45008"}},{"$f":"TEXT($AC4, \"0\" & DeciSep() & \"000\") & ListSep() & TEXT($AD4, \"0\" & DeciSep() & \"000\")","v":"54.022,-47.450"}]
["Center b",{"$nulls":12},52.245914459228516,-45.84764099121094,38.123817443847656,null,{"v":0.8123516731512129,"d":"0.81235"},{"v":0.76131573479428,"d":"0.76132"},{"v":0.5236278168345483,"d":"0.52363"},{"v":0.5526441508624147,"d":"0.55264"},"OK",null,{"v":0.06981317007977318,"d":"0.06981"},53.99148056286119,-47.65939654086995,null,{"v":0.5235987755982988,"d":"0.52360"},{"v":53.91500765792419,"d":"53.91501"},{"v":-47.08061927253196,"d":"-47.08062"},{"$f":"TEXT($AC5, \"0\" & DeciSep() & \"000\") & ListSep() & TEXT($AD5, \"0\" & DeciSep() & \"000\")","v":"53.915,-47.081"}]
[-46,{"$nulls":12},52.1515007019043,-46.02385711669922,38.201759338378906,null,{"v":0.5742628805557057,"d":"0.57426"},{"v":0.6519373640151266,"d":"0.65194"},{"v":0.5473620117985668,"d":"0.54736"},{"v":0.35414284496346565,"d":"0.35414"},"OK",null,{"v":0.10471975511965977,"d":"0.10472"},54.00394899450156,-47.62567826948318,null,{"v":0.7853981633974483,"d":"0.78540"},{"v":53.643263683691345,"d":"53.64326"},{"v":-46.637511397678345,"d":"-46.63751"},{"$f":"TEXT($AC6, \"0\" & DeciSep() & \"000\") & ListSep() & TEXT($AD6, \"0\" & DeciSep() & \"000\")","v":"53.643,-46.638"}]
[{"$nulls":13},50.02476119995117,-45.57911682128906,38.13668441772461,null,{"v":3.4745428298879997,"d":"3.47454"},{"v":1.5341030497627366,"d":"1.53410"},{"v":-1.449853552639557,"d":"-1.44985"},{"v":-0.501394897450886,"d":"-0.50139"},"OK",null,{"v":0.13962634015954636,"d":"0.13963"},54.01336674999591,-47.589979359541594,null,{"v":1.0471975511965976,"d":"1.04720"},{"v":53.225459831325644,"d":"53.22546"},{"v":-46.150958174610345,"d":"-46.15096"},{"$f":"TEXT($AC7, \"0\" & DeciSep() & \"000\") & ListSep() & TEXT($AD7, \"0\" & DeciSep() & \"000\")","v":"53.225,-46.151"}]
["Radius a",{"$nulls":12},51.259307861328125,-45.48171615600586,38.341556549072266,null,{"v":2.6164275749446384,"d":"2.61643"},{"v":0.5714462779332663,"d":"0.57145"},{"v":-0.4944388576938365,"d":"-0.49444"},{"v":0.28649793117263156,"d":"0.28650"},"OK",null,{"v":0.17453292519943295,"d":"0.17453"},54.019722355259844,-47.55234330466795,null,{"v":1.3089969389957472,"d":"1.30900"},{"v":52.69006874291228,"d":"52.69007"},{"v":-45.65411740141283,"d":"-45.65412"},{"$f":"TEXT($AC8, \"0\" & DeciSep() & \"000\") & ListSep() & TEXT($AD8, \"0\" & DeciSep() & \"000\")","v":"52.690,-45.654"}]
[3,{"$nulls":12},52.98931884765625,-48.03560256958008,37.605812072753906,null,{"v":-0.3282873121294687,"d":"-0.32829"},{"v":2.522250671774151,"d":"2.52225"},{"v":2.387552246342516,"d":"2.38755"},{"v":-0.8132298090023271,"d":"-0.81323"},"NG",null,{"v":0.20943951023931953,"d":"0.20944"},54.023008066967385,-47.51281595859772,null,{"v":1.5707963267948966,"d":"1.57080"},{"v":52.07357643635105,"d":"52.07358"},{"v":-45.18084795571101,"d":"-45.18085"},{"$f":"TEXT($AC9, \"0\" & DeciSep() & \"000\") & ListSep() & TEXT($AD9, \"0\" & DeciSep() & \"000\")","v":"52.074,-45.181"}]
[{"$nulls":13},51.25162124633789,-45.74010467529297,38.1236457824707,null,{"v":2.944405413922712,"d":"2.94441"},{"v":0.35949629354878754,"d":"0.35950"},{"v":-0.3525297979900258,"d":"-0.35253"},{"v":0.07042958614408885,"d":"0.07043"},"OK",null,{"v":0.24434609527920614,"d":"0.24435"},54.02321988198491,-47.471445479313374,null,{"v":1.8325957145940461,"d":"1.83260"},{"v":51.41799584353235,"d":"51.41800"},{"v":-44.763402368114726,"d":"-44.76340"},{"$f":"TEXT($AC10, \"0\" & DeciSep() & \"000\") & ListSep() & TEXT($AD10, \"0\" & DeciSep() & \"000\")","v":"51.418,-44.763"}]
["Radius b",{"$nulls":12},52.29392623901367,-46.75446701049805,37.984432220458984,null,{"v":-0.1490544559490491,"d":"-0.14905"},{"v":1.0952348346013534,"d":"1.09523"},{"v":1.0830908009286169,"d":"1.08309"},{"v":-0.1626458110990286,"d":"-0.16265"},"OK",null,{"v":0.2792526803190927,"d":"0.27925"},54.02035754224847,-47.428282270371284,null,{"v":2.0943951023931953,"d":"2.09440"},{"v":50.768003698458664,"d":"50.76800"},{"v":-44.430228865557204,"d":"-44.43023"},{"$f":"TEXT($AC11, \"0\" & DeciSep() & \"000\") & ListSep() & TEXT($AD11, \"0\" & DeciSep() & \"000\")","v":"50.768,-44.430"}]
[1,{"$nulls":12},52.04102325439453,-46.17462158203125,38.18009567260742,null,{"v":0.2986591405379101,"d":"0.29866"},{"v":0.5685058123772757,"d":"0.56851"},{"v":0.5433391295766298,"d":"0.54334"},{"v":0.1672765643407843,"d":"0.16728"},"OK",null,{"v":0.3141592653589793,"d":"0.31416"},54.01442453507812,-47.38337891949277,null,{"v":2.356194490192345,"d":"2.35619"},{"v":50.16789589165393,"d":"50.16790"},{"v":-44.204032671642516,"d":"-44.20403"},{"$f":"TEXT($AC12, \"0\" & DeciSep() & \"000\") & ListSep() & TEXT($AD12, \"0\" & DeciSep() & \"000\")","v":"50.168,-44.204"}]
[{"$nulls":13},51.82406234741211,-44.56777572631836,38.601112365722656,null,{"v":1.9591433229967479,"d":"1.95914"},{"v":1.4684286755348894,"d":"1.46843"},{"v":-0.5560337605940618,"d":"-0.55603"},{"v":1.3590839680508247,"d":"1.35908"},"NG",null,{"v":0.3490658503988659,"d":"0.34907"},54.00542808892918,-47.33679013449403,null,{"v":2.6179938779914944,"d":"2.61799"},{"v":49.658568778426854,"d":"49.65857"},{"v":-44.10022868317904,"d":"-44.10023"},{"$f":"TEXT($AC13, \"0\" & DeciSep() & \"000\") & ListSep() & TEXT($AD13, \"0\" & DeciSep() & \"000\")","v":"49.659,-44.100"}]
["Tilt (deg)",{"$nulls":12},50.83696365356445,-46.02674865722656,38.017494201660156,null,{"v":-2.490406609299333,"d":"-2.49041"},{"v":0.6635756832178397,"d":"0.66358"},{"v":-0.527785179131395,"d":"-0.52779"},{"v":-0.4022132420088428,"d":"-0.40221"},"OK",null,{"v":0.3839724354387525,"d":"0.38397"},53.9933791645855,-47.28857267663316,null,{"v":2.8797932657906435,"d":"2.87979"},{"v":49.274732159841015,"d":"49.27473"},{"v":-44.12589097043637,"d":"-44.12589"},{"$f":"TEXT($AC14, \"0\" & DeciSep() & \"000\") & ListSep() & TEXT($AD14, \"0\" & DeciSep() & \"000\")","v":"49.275,-44.126"}]
[-35,null,{"$f":"$A$15*PI()/180","v":{"v":-0.6108652381980153,"d":"-0.6109"}},{"$nulls":10},52.0844612121582,-46.778289794921875,37.891395568847656,null,{"v":-0.315818567635078,"d":"-0.31582"},{"v":0.973308745155909,"d":"0.97331"},{"v":0.9251712837666898,"d":"0.92517"},{"v":-0.3023044973043993,"d":"-0.30230"},"OK",null,{"v":0.41887902047863906,"d":"0.41888"},53.97829244180538,-47.2387852914552,null,{"v":3.141592653589793,"d":"3.14159"},{"v":49.04254386713303,"d":"49.04254"},{"v":-44.27927069094686,"d":"-44.27927"},{"$f":"TEXT($AC15, \"0\" & DeciSep() & \"000\") & ListSep() & TEXT($AD15, \"0\" & DeciSep() & \"000\")","v":"49.043,-44.279"}]
[{"$nulls":13},49.39414596557617,-45.41663360595703,38.20001220703125,null,{"v":3.4822134796179665,"d":"3.48221"},{"v":2.1851630520393233,"d":"2.18516"},{"v":-2.059619854654626,"d":"-2.05962"},{"v":-0.7300024782904971,"d":"-0.73000"},"NG",null,{"v":0.4537856055185257,"d":"0.45379"},53.960186301436615,-47.18748863721986,null,{"v":3.4033920413889422,"d":"3.40339"},{"v":48.977827148741646,"d":"48.97783"},{"v":-44.54991527022968,"d":"-44.54992"},{"$f":"TEXT($AC16, \"0\" & DeciSep() & \"000\") & ListSep() & TEXT($AD16, \"0\" & DeciSep() & \"000\")","v":"48.978,-44.550"}]
["Yield",{"$nulls":12},52.52741241455078,-47.90085983276367,37.74259567260742,null,{"v":-0.46441173591746,"d":"-0.46441"},{"v":2.1607508818434855,"d":"2.16075"},{"v":1.9318953885865937,"d":"1.93190"},{"v":-0.9677936665143323,"d":"-0.96779"},"NG",null,{"v":0.4886921905584123,"d":"0.48869"},53.93908280302219,-47.134745210998666,null,{"v":3.6651914291880923,"d":"3.66519"},{"v":49.08499234207581,"d":"49.08499"},{"v":-44.91938072746804,"d":"-44.91938"},{"$f":"TEXT($AC17, \"0\" & DeciSep() & \"000\") & ListSep() & TEXT($AD17, \"0\" & DeciSep() & \"000\")","v":"49.085,-44.919"}]
[{"v":0.72,"d":"72.0%"},{"$nulls":12},53.105934143066406,-46.80983352661133,37.91743087768555,null,{"v":0.1438029412317769,"d":"0.14380"},{"v":1.7985702134446053,"d":"1.79857"},{"v":1.7800056645176625,"d":"1.78001"},{"v":0.25774919393706713,"d":"0.25775"},"OK",null,{"v":0.5235987755982988,"d":"0.52360"},53.91500765792419,-47.08061927253196,null,{"v":3.9269908169872414,"d":"3.92699"},{"v":49.356736316308655,"d":"49.35674"},{"v":-45.362488602321655,"d":"-45.36249"},{"$f":"TEXT($AC18, \"0\" & DeciSep() & \"000\") & ListSep() & TEXT($AD18, \"0\" & DeciSep() & \"000\")","v":"49.357,-45.362"}]
[{"$nulls":13},51.17485046386719,-44.183349609375,38.58663558959961,null,{"v":2.3587692451501967,"d":"2.35877"},{"v":1.8455191309236945,"d":"1.84552"},{"v":-1.308334764373234,"d":"-1.30833"},{"v":1.3016147690226103,"d":"1.30161"},"NG",null,{"v":0.5585053606381855,"d":"0.55851"},53.88799019799843,-47.025176765938326,null,{"v":4.1887902047863905,"d":"4.18879"},{"v":49.774540168674356,"d":"49.77454"},{"v":-45.849041825389655,"d":"-45.84904"},{"$f":"TEXT($AC19, \"0\" & DeciSep() & \"000\") & ListSep() & TEXT($AD19, \"0\" & DeciSep() & \"000\")","v":"49.775,-45.849"}]
[{"$nulls":13},52.129791259765625,-46.003143310546875,38.1019287109375,null,{"v":0.6058742441216236,"d":"0.60587"},{"v":0.629799103904068,"d":"0.62980"},{"v":0.5176977267741724,"d":"0.51770"},{"v":0.35865857716109534,"d":"0.35866"},"OK",null,{"v":0.5934119456780721,"d":"0.59341"},53.858063339858084,-46.96848523937177,null,{"v":4.4505895925855405,"d":"4.45059"},{"v":50.30993125708772,"d":"50.30993"},{"v":-46.34588259858717,"d":"-46.34588"},{"$f":"TEXT($AC20, \"0\" & DeciSep() & \"000\") & ListSep() & TEXT($AD20, \"0\" & DeciSep() & \"000\")","v":"50.310,-46.346"}]
[{"$nulls":13},51.558135986328125,-45.9000358581543,38.20950698852539,null,{"v":1.6549049673494387,"d":"1.65490"},{"v":0.11564005604154554,"d":"0.11564"},{"v":-0.00971486419530841,"d":"-0.00971"},{"v":0.11523126301034153,"d":"0.11523"},"OK",null,{"v":0.6283185307179586,"d":"0.62832"},53.82526354476994,-46.91061376272475,null,{"v":4.71238898038469,"d":"4.71239"},{"v":50.92642356364895,"d":"50.92642"},{"v":-46.81915204428899,"d":"-46.81915"},{"$f":"TEXT($AC21, \"0\" & DeciSep() & \"000\") & ListSep() & TEXT($AD21, \"0\" & DeciSep() & \"000\")","v":"50.926,-46.819"}]
[{"$nulls":13},51.29535675048828,-46.4346809387207,38.004150390625,null,{"v":-1.3999384856084733,"d":"-1.39994"},{"v":0.48044393851710443,"d":"0.48044"},{"v":0.08168880759368184,"d":"0.08169"},{"v":-0.4734483253447515,"d":"-0.47345"},"OK",null,{"v":0.6632251157578452,"d":"0.66323"},53.78963077423188,-46.85163284347715,null,{"v":4.97418836818384,"d":"4.97419"},{"v":51.58200415646765,"d":"51.58200"},{"v":-47.236597631885274,"d":"-47.23660"},{"$f":"TEXT($AC22, \"0\" & DeciSep() & \"000\") & ListSep() & TEXT($AD22, \"0\" & DeciSep() & \"000\")","v":"51.582,-47.237"}]
[{"$nulls":13},52.37856674194336,-46.39681625366211,37.99117660522461,null,{"v":0.18662906650352606,"d":"0.18663"},{"v":0.9640242005361697,"d":"0.96402"},{"v":0.9472841953689074,"d":"0.94728"},{"v":0.17887233554600515,"d":"0.17887"},"OK",null,{"v":0.6981317007977318,"d":"0.69813"},53.75120844128602,-46.79161434079376,null,{"v":5.235987755982989,"d":"5.23599"},{"v":52.231996301541336,"d":"52.23200"},{"v":-47.569771134442796,"d":"-47.56977"},{"$f":"TEXT($AC23, \"0\" & DeciSep() & \"000\") & ListSep() & TEXT($AD23, \"0\" & DeciSep() & \"000\")","v":"52.232,-47.570"}]
[{"$nulls":13},52.810638427734375,-45.10234451293945,38.35630416870117,null,{"v":1.2113845223598,"d":"1.21138"},{"v":1.5885712013328022,"d":"1.58857"},{"v":0.5587381120631724,"d":"0.55874"},{"v":1.4870676460174985,"d":"1.48707"},"NG",null,{"v":0.7330382858376184,"d":"0.73304"},53.71004335762651,-46.73063137797494,null,{"v":5.497787143782138,"d":"5.49779"},{"v":52.83210410834607,"d":"52.83210"},{"v":-47.795967328357484,"d":"-47.79597"},{"$f":"TEXT($AC24, \"0\" & DeciSep() & \"000\") & ListSep() & TEXT($AD24, \"0\" & DeciSep() & \"000\")","v":"52.832,-47.796"}]
[{"$nulls":13},52.867279052734375,-46.07884216308594,38.0292854309082,null,{"v":0.5532654737424331,"d":"0.55327"},{"v":1.369550325736984,"d":"1.36955"},{"v":1.1652314380979196,"d":"1.16523"},{"v":0.7196553274968049,"d":"0.71966"},"OK",null,{"v":0.767944870877505,"d":"0.76794"},53.666185676566826,-46.6687582533672,null,{"v":5.759586531581287,"d":"5.75959"},{"v":53.341431221573146,"d":"53.34143"},{"v":-47.89977131682096,"d":"-47.89977"},{"$f":"TEXT($AC25, \"0\" & DeciSep() & \"000\") & ListSep() & TEXT($AD25, \"0\" & DeciSep() & \"000\")","v":"53.341,-47.900"}]
[{"$nulls":13},51.35200881958008,-44.307716369628906,38.61757278442383,null,{"v":2.268890230542743,"d":"2.26889"},{"v":1.698742262706162,"d":"1.69874"},{"v":-1.091881291981183,"d":"-1.09188"},{"v":1.3013533414586345,"d":"1.30135"},"NG",null,{"v":0.8028514559173915,"d":"0.80285"},53.61968883193556,-46.60607034984205,null,{"v":6.021385919380437,"d":"6.02139"},{"v":53.725267840158985,"d":"53.72527"},{"v":-47.87410902956362,"d":"-47.87411"},{"$f":"TEXT($AC26, \"0\" & DeciSep() & \"000\") & ListSep() & TEXT($AD26, \"0\" & DeciSep() & \"000\")","v":"53.725,-47.874"}]
[{"$nulls":13},51.68540954589844,-46.700172424316406,38.001644134521484,null,{"v":-0.7010670549742737,"d":"-0.70107"},{"v":0.7243052695399768,"d":"0.72431"},{"v":0.5534810125240754,"d":"0.55348"},{"v":-0.46720112613167214,"d":"-0.46720"},"OK",null,{"v":0.8377580409572781,"d":"0.83776"},53.57060947297561,-46.5426440429536,null,{"v":6.283185307179586,"d":"6.28319"},{"v":53.95745613286697,"d":"53.95746"},{"v":-47.72072930905314,"d":"-47.72073"},{"$f":"TEXT($AC27, \"0\" & DeciSep() & \"000\") & ListSep() & TEXT($AD27, \"0\" & DeciSep() & \"000\")","v":"53.957,-47.721"}]
[{"$nulls":13},50.54677963256836,-46.46913528442383,38.00791549682617,null,{"v":-2.073372849052144,"d":"-2.07337"},{"v":1.0624109299032733,"d":"1.06241"},{"v":-0.5117474680331784,"d":"-0.51175"},{"v":-0.9310378686925517,"d":"-0.93104"},"OK",null,{"v":0.8726646259971648,"d":"0.87266"},53.519007395325794,-46.4785566078867]
[{"$nulls":13},50.47615051269531,-45.191341400146484,38.235198974609375,null,{"v":3.0839540828291705,"d":"3.08395"},{"v":1.3046825298788667,"d":"1.30468"},{"v":-1.302515918498477,"d":"-1.30252"},{"v":0.07515840491381329,"d":"0.07516"},"OK",null,{"v":0.9075712110370514,"d":"0.90757"},53.46494546816901,-46.4138861253091]
[{"$nulls":13},52.011043548583984,-44.25634002685547,38.64929962158203,null,{"v":1.8965592525602206,"d":"1.89656"},{"v":1.8170073226312817,"d":"1.81701"},{"v":-0.5814999060609295,"d":"-0.58150"},{"v":1.7214451689632257,"d":"1.72145"},"NG",null,{"v":0.9424777960769379,"d":"0.94248"},53.40848955763592,-46.34871138624208]
[{"$nulls":13},50.14848709106445,-46.24701690673828,37.949974060058594,null,{"v":-2.349952071247369,"d":"-2.34995"},{"v":1.3739011955864848,"d":"1.37390"},{"v":-0.965411485152113,"d":"-0.96541"},{"v":-0.9775403621182933,"d":"-0.97754"},"NG",null,{"v":0.9773843811168246,"d":"0.97738"},53.34970844655712,-46.283111796065796]
[{"$nulls":13},50.756752014160156,-46.87682342529297,37.80622100830078,null,{"v":-1.6630649872111152,"d":"-1.66306"},{"v":1.1494506895023722,"d":"1.14945"},{"v":-0.10590785142572481,"d":"-0.10591"},{"v":-1.1445612323523218,"d":"-1.14456"},"NG",null,{"v":1.0122909661567112,"d":"1.01229"},53.288673750661935,-46.21716727777603]
[{"$nulls":13},52.80023956298828,-47.627174377441406,37.74715042114258,null,{"v":-0.28575247594905695,"d":"-0.28575"},{"v":2.0828632638178113,"d":"2.08286"},{"v":1.9984027768218497,"d":"1.99840"},{"v":-0.5871164427543356,"d":"-0.58712"},"OK",null,{"v":1.0471975511965976,"d":"1.04720"},53.225459831325644,-46.150958174610345]
[{"$nulls":13},51.66907501220703,-45.75550079345703,38.25343704223633,null,{"v":1.5766525634475421,"d":"1.57665"},{"v":0.29726456524945766,"d":"0.29726"},{"v":-1.7408416919985064E-3,"d":"-0.00174"},{"v":0.2972594678444279,"d":"0.29726"},"OK",null,{"v":1.0821041362364843,"d":"1.08210"},53.16014370497159,-46.08456515216223]
[{"$nulls":13},49.5552864074707,-45.01288604736328,38.36581039428711,null,{"v":3.2827580520059874,"d":"3.28276"},{"v":2.1808954382221746,"d":"2.18090"},{"v":-2.1592014181027275,"d":"-2.15920"},{"v":-0.30684547987783944,"d":"-0.30685"},"OK",null,{"v":1.117010721276371,"d":"1.11701"},{"$f":"$A$3+$A$9*COS($X35)*COS($C$15)-$A$12*SIN($X35)*SIN($C$15)","v":53.09280494923856},{"$f":"$A$6+$A$9*COS($X35)*SIN($C$15)+$A$12*SIN($X35)*COS($C$15)","v":-46.01806910010246}]
[{"$nulls":13},53.320064544677734,-47.704402923583984,37.60795593261719,null,{"v":-0.14172793303207487,"d":"-0.14173"},{"v":2.493516447251672,"d":"2.49352"},{"v":2.468514947526285,"d":"2.46851"},{"v":-0.35221900368081094,"d":"-0.35222"},"OK",null,{"v":1.1519173063162575,"d":"1.15192"},53.02352560602768,-45.95155103362755]
[{"$nulls":13},50.951229095458984,-44.1423225402832,38.564491271972656,null,{"v":2.468899279260203,"d":"2.46890"},{"v":1.9370376996874934,"d":"1.93704"},{"v":-1.5150468255351166,"d":"-1.51505"},{"v":1.2069582289568193,"d":"1.20696"},"NG",null,{"v":1.1868238913561442,"d":"1.18682"},52.95239008154698,-45.885091994755186]
[{"$nulls":13},50.73244857788086,-45.825355529785156,38.151283264160156,null,{"v":3.528732338228652,"d":"3.52873"},{"v":0.7871695348358819,"d":"0.78717"},{"v":-0.7289132693800635,"d":"-0.72891"},{"v":-0.297189034615017,"d":"-0.29719"},"OK",null,{"v":1.2217304763960306,"d":"1.22173"},52.87948504347546,-45.81877295358698]
[{"$nulls":13},51.414520263671875,-44.805049896240234,38.42850112915039,null,{"v":2.253074068601345,"d":"2.25307"},{"v":1.19800356251482,"d":"1.19800"},{"v":-0.7554161228903067,"d":"-0.75542"},{"v":0.9298166577748418,"d":"0.92982"},"OK",null,{"v":1.2566370614359172,"d":"1.25664"},52.80489931537185,-45.75267470965893]
[{"$nulls":13},51.424278259277344,-45.81593704223633,38.18120193481445,null,{"v":2.5719485559918684,"d":"2.57195"},{"v":0.19903003401190594,"d":"0.19903"},{"v":-0.16760179408840487,"d":"-0.16760"},{"v":0.10734334193199119,"d":"0.10734"},"OK",null,{"v":1.2915436464758039,"d":"1.29154"},52.72872376845678,-45.68687779349964]
[{"$nulls":13},50.85609817504883,-44.765228271484375,38.417579650878906,null,{"v":2.6623407222510993,"d":"2.66234"},{"v":1.3925770290066233,"d":"1.39258"},{"v":-1.2356894639791782,"d":"-1.23569"},{"v":0.6421388715283983,"d":"0.64214"},"OK",null,{"v":1.3264502315156903,"d":"1.32645"},52.65105121090025,-45.621462368516184]
[{"$nulls":13},52.31007766723633,-44.23867416381836,38.666561126708984,null,{"v":1.7505847829379328,"d":"1.75058"},{"v":1.9386837101899852,"d":"1.93868"},{"v":-0.34667821922059605,"d":"-0.34668"},{"v":1.9074351209081903,"d":"1.90744"},"NG",null,{"v":1.361356816555577,"d":"1.36136"},52.57197627474907,-45.55650813332745]
[{"$nulls":13},50.908626556396484,-44.246612548828125,38.5088996887207,null,{"v":2.506955256370765,"d":"2.50696"},{"v":1.8504297078588219,"d":"1.85043"},{"v":-1.4901264910518481,"d":"-1.49013"},{"v":1.097093042723356,"d":"1.09709"},"NG",null,{"v":1.3962634015954636,"d":"1.39626"},52.4915953006324,-45.49209422466356]
[{"$nulls":13},51.769657135009766,-44.91238021850586,38.43815231323242,null,{"v":1.938628998170649,"d":"1.93863"},{"v":1.120549757734585,"d":"1.12055"},{"v":-0.4029428849739504,"d":"-0.40294"},{"v":1.0455949459556062,"d":"1.04559"},"NG",null,{"v":1.43116998663535,"d":"1.43117"},52.41000622038545,-45.42829912095003]
[{"$nulls":13},53.34288024902344,-46.772193908691406,38.01641082763672,null,{"v":0.21407509923079915,"d":"0.21408"},{"v":1.9981218793809348,"d":"1.99812"},{"v":1.9525113536865568,"d":"1.95251"},{"v":0.4244884669645192,"d":"0.42449"},"OK",null,{"v":1.4660765716752369,"d":"1.46608"},52.32730843773468,-45.36520054669385]
[{"$nulls":13},50.085693359375,-44.99993133544922,38.27975845336914,null,{"v":3.136976840511373,"d":"3.13698"},{"v":1.732166449141755,"d":"1.73217"},{"v":-1.732147996638852,"d":"-1.73215"},{"v":0.007995328158827418,"d":"0.00800"},"OK",null,{"v":1.5009831567151233,"d":"1.50098"},52.24360270718962,-45.30287537778817]
[{"$nulls":13},49.36703872680664,-46.35736846923828,37.97624206542969,null,{"v":-2.364723593689667,"d":"-2.36472"},{"v":2.1626918448425214,"d":"2.16269"},{"v":-1.542241454275669,"d":"-1.54224"},{"v":-1.5161554380940032,"d":"-1.51616"},"NG",null,{"v":1.53588974175501,"d":"1.53589"},52.158991011289075,-45.24139954785084]
[{"$nulls":13},49.82389450073242,-43.546695709228516,38.684844970703125,null,{"v":2.7810253776820844,"d":"2.78103"},{"v":2.971200361435222,"d":"2.97120"},{"v":-2.780142778554496,"d":"-2.78014"},{"v":1.0482546058301283,"d":"1.04825"},"NG",null,{"v":1.5707963267948966,"d":"1.57080"},52.07357643635105,-45.18084795571101]
[{"$nulls":13},51.91905975341797,-48.06184005737305,37.581722259521484,null,{"v":-0.7594167936387646,"d":"-0.75942"},{"v":2.1039951281128997,"d":"2.10400"},{"v":1.5258965261254382,"d":"1.52590"},{"v":-1.448597698010437,"d":"-1.44860"},"NG",null,{"v":1.605702911834783,"d":"1.60570"},51.987463046878005,-45.12129437415644]
[{"$nulls":13},50.33124923706055,-45.37948989868164,38.2884521484375,null,{"v":3.2643833790166212,"d":"3.26438"},{"v":1.3232577722083005,"d":"1.32326"},{"v":-1.313294549360183,"d":"-1.31329"},{"v":-0.16207577959247402,"d":"-0.16208"},"OK",null,{"v":1.6406094968746698,"d":"1.64061"},51.90075575877027,-45.06281136005275]
[{"$nulls":13},51.10500717163086,-45.19329833984375,38.384498596191406,null,{"v":2.6369863052938145,"d":"2.63699"},{"v":0.898213172338228,"d":"0.89821"},{"v":-0.7862642462689667,"d":"-0.78626"},{"v":0.43425273516812396,"d":"0.43425"},"OK",null,{"v":1.6755160819145563,"d":"1.67552"},51.81356021150217,-45.00547016594398]
[{"$nulls":13},51.520423889160156,-46.50730514526367,37.982383728027344,null,{"v":-0.919693244577156,"d":"-0.91969"},{"v":0.5077161073468337,"d":"0.50772"},{"v":0.3077085479207604,"d":"0.30771"},{"v":-0.40384538526014957,"d":"-0.40385"},"OK",null,{"v":1.710422666954443,"d":"1.71042"},51.72598263941659,-44.94934065324244]
[{"$nulls":13},50.198673248291016,-46.10271453857422,38.08885955810547,null,{"v":-2.4519600905211947,"d":"-2.45196"},{"v":1.3053741192271169,"d":"1.30537"},{"v":-1.0070698299535255,"d":"-1.00707"},{"v":-0.8305491850247935,"d":"-0.83055"},"OK",null,{"v":1.7453292519943295,"d":"1.74533"},51.63812974229485,-44.89449120711325]
[{"$nulls":13},50.86210250854492,-45.38499069213867,38.28459548950195,null,{"v":2.9853257622385634,"d":"2.98533"},{"v":0.8860867104074811,"d":"0.88609"},{"v":-0.8752898812980708,"d":"-0.87529"},{"v":0.13790316188528956,"d":"0.13790"},"OK",null,{"v":1.780235837034216,"d":"1.78024"},51.55010855535938,-44.840988653157616]
[{"$nulls":13},51.20268630981445,-45.77553176879883,38.083702087402344,null,{"v":3.105772178218192,"d":"3.10577"},{"v":0.37253377993187425,"d":"0.37253"},{"v":-0.37229480523698555,"d":"-0.37229"},{"v":0.013341483571368976,"d":"0.01334"},"OK",null,{"v":1.8151424220741028,"d":"1.81514"},51.46202631886783,-44.7888981759961]
[{"$nulls":13},50.92597198486328,-45.078922271728516,38.34204864501953,null,{"v":2.7389751279051247,"d":"2.73898"},{"v":1.0853074880786364,"d":"1.08531"},{"v":-0.9985247030626707,"d":"-0.99852"},{"v":0.4252537607748635,"d":"0.42525"},"OK",null,{"v":1.8500490071139892,"d":"1.85005"},51.373990347457344,-44.73828323985121]
[{"$nulls":13},51.75018310546875,-44.724700927734375,38.471797943115234,null,{"v":1.9879455913789,"d":"1.98795"},{"v":1.2996073676243727,"d":"1.29961"},{"v":-0.5265434948606174,"d":"-0.52654"},{"v":1.188162976196245,"d":"1.18816"},"NG",null,{"v":1.8849555921538759,"d":"1.88496"},51.28610789939818,-44.68920551122598]
[{"$nulls":13},51.63850021362305,-44.310325622558594,38.41205596923828,null,{"v":2.099875824118455,"d":"2.09988"},{"v":1.6953412078268002,"d":"1.69534"},{"v":-0.8557046748827329,"d":"-0.85570"},{"v":1.4635406794276236,"d":"1.46354"},"NG",null,{"v":1.9198621771937625,"d":"1.91986"},51.19848604591605,-44.64172478377291]
[{"$nulls":13},51.14668655395508,-45.66594314575195,38.19176483154297,null,{"v":2.995067276028954,"d":"2.99507"},{"v":0.4862348949080462,"d":"0.48623"},{"v":-0.48102457160072165,"d":"-0.48102"},{"v":0.07099108776868357,"d":"0.07099"},"OK",null,{"v":1.9547687622336491,"d":"1.95477"},51.1112315407423,-44.59589890544456]
[{"$nulls":13},54.699092864990234,-47.91642379760742,37.69608688354492,null,{"v":0.07114289997503287,"d":"0.07114"},{"v":3.72919231615473,"d":"3.72919"},{"v":3.7197589925970815,"d":"3.71976"},{"v":0.26508181352296406,"d":"0.26508"},"NG",null,{"v":1.9896753472735356,"d":"1.98968"},51.024450690050976,-44.551783708014725]
[{"$nulls":13},49.62150573730469,-46.11353302001953,38.09654998779297,null,{"v":-2.470362533235834,"d":"-2.47036"},{"v":1.8819220073143204,"d":"1.88192"},{"v":-1.4736525504410323,"d":"-1.47365"},{"v":-1.1704608503459657,"d":"-1.17046"},"NG",null,{"v":2.0245819323134224,"d":"2.02458"},50.93824922294106,-44.50943293905606]
[{"$nulls":13},50.35139465332031,-46.08438491821289,38.17012405395508,null,{"v":-2.457391880841776,"d":"-2.45739"},{"v":1.151700940714629,"d":"1.15170"},{"v":-0.892481217143608,"d":"-0.89248"},{"v":-0.7279370397835417,"d":"-0.72794"},"OK",null,{"v":2.0594885173533086,"d":"2.05949"},50.85273216262193,-44.468898196456905]
[{"$nulls":13},52.538455963134766,-46.67075729370117,37.94819259643555,null,{"v":0.03736503935738955,"d":"0.03737"},{"v":1.2362467934937076,"d":"1.23625"},{"v":1.2353839032835272,"d":"1.23538"},{"v":0.04618166228526545,"d":"0.04618"},"OK",null,{"v":2.0943951023931953,"d":"2.09440"},50.768003698458664,-44.430228865557204]
[{"$nulls":13},53.11699295043945,-48.040706634521484,37.64492416381836,null,{"v":-0.28986046377442676,"d":"-0.28986"},{"v":2.603680043697937,"d":"2.60368"},{"v":2.4950643200201363,"d":"2.49506"},{"v":-0.7441799573445573,"d":"-0.74418"},"NG",null,{"v":2.129301687433082,"d":"2.12930"},50.68416705903345,-44.39347205898012]
[{"$nulls":13},51.18370056152344,-44.881629943847656,38.415489196777344,null,{"v":2.4572850057754865,"d":"2.45729"},{"v":1.1622378918615524,"d":"1.16224"},{"v":-0.900568042965117,"d":"-0.90057"},{"v":0.7346932130275634,"d":"0.73469"},"OK",null,{"v":2.1642082724729685,"d":"2.16421"},50.601324386377364,-44.358672559232524]
[{"$nulls":13},49.02942657470703,-45.244606018066406,38.21144104003906,null,{"v":3.455728271145948,"d":"3.45573"},{"v":2.583476943521138,"d":"2.58348"},{"v":-2.4570514600932896,"d":"-2.45705"},{"v":-0.7982801764786319,"d":"-0.79828"},"NG",null,{"v":2.199114857512855,"d":"2.19911"},50.51957661152612,-44.32587276414437]
[{"$nulls":13},50.914794921875,-44.43044662475586,38.58622741699219,null,{"$f":"(ATAN2($N67-$A$3, $O67-$A$6))-$C$15","v":{"v":2.538544351746502,"d":"2.53854"}},{"$f":"SQRT(($N67-$A$3)^2+($O67-$A$6)^2)","v":{"v":1.6751008271753558,"d":"1.67510"}},{"v":-1.3796307677096826,"d":"-1.37963"},{"v":0.9500430127064524,"d":"0.95004"},{"$f":"IF(($T67/$A$9)^2 +($U67/$A$12)^2<=1, \"OK\", \"NG\")","v":"NG"},null,{"v":2.234021442552742,"d":"2.23402"},{"$f":"$A$3+$A$9*COS($X67)*COS($C$15)-$A$12*SIN($X67)*SIN($C$15)","v":50.43902333155108},{"$f":"$A$6+$A$9*COS($X67)*SIN($C$15)+$A$12*SIN($X67)*COS($C$15)","v":-44.29511263521359}]
[{"$nulls":13},51.88448715209961,-45.741146087646484,38.27665710449219,null,{"v":1.2034080046207878,"d":"1.20341"},{"v":0.46350374116115794,"d":"0.46350"},{"$f":"$S68*COS($R68)","v":{"v":0.16648093206199202,"d":"0.16648"}},{"$f":"$S68*SIN($R68)","v":{"v":0.4325734820006424,"d":"0.43257"}},"OK",null,{"v":2.2689280275926285,"d":"2.26893"},50.35976268821562,-44.26642964891903]
[{"$nulls":13},51.00403594970703,-45.40565490722656,38.15348815917969,null,{"v":2.8770711793612236,"d":"2.87707"},{"v":0.7740971699256318,"d":"0.77410"},{"v":-0.7471723059670539,"d":"-0.74717"},{"v":0.20238570523321997,"d":"0.20239"},"OK",null,{"v":2.303834612632515,"d":"2.30383"},50.28189124840447,-44.23985875106122]
[{"$nulls":13},51.60762405395508,-45.29545974731445,38.348812103271484,null,{"v":2.0300755512576054,"d":"2.03008"},{"v":0.7127130591226316,"d":"0.71271"},{"v":-0.3159472235892705,"d":"-0.31595"},{"v":0.6388562096044549,"d":"0.63886"},"OK",null,{"v":2.3387411976724013,"d":"2.33874"},50.205503886471874,-44.215432314186266]
[{"$nulls":13},51.314815521240234,-45.873779296875,38.20326232910156,null,{"v":3.1541917813242364,"d":"3.15419"},{"v":0.22410925253298997,"d":"0.22411"},{"v":-0.22409146543881422,"d":"-0.22409"},{"v":-2.8235063981146063E-3,"d":"-0.00282"},"OK",null,{"v":2.3736477827122884,"d":"2.37365"},50.13069366865177,-44.19318009814491]
[{"$nulls":13},52.017791748046875,-45.8092041015625,38.18613052368164,null,{"v":0.9639075191687023,"d":"0.96391"},{"v":0.5518254879996133,"d":"0.55183"},{"v":0.31471413743239096,"d":"0.31471"},{"v":0.45328399586373824,"d":"0.45328"},"OK",null,{"v":2.4085543677521746,"d":"2.40855"},50.05755173967095,-44.17312921383468]
[{"$nulls":13},51.304443359375,-45.7700309753418,38.070499420166016,null,{"v":2.8863650469641176,"d":"2.88637"},{"v":0.30187439771332153,"d":"0.30187"},{"v":-0.29209543557683443,"d":"-0.29210"},{"v":0.07621291563744295,"d":"0.07621"},"OK",null,{"v":2.443460952792061,"d":"2.44346"},49.98616721170322,-44.15530409016952]
[{"$nulls":13},51.134361267089844,-44.35010528564453,38.57626724243164,null,{"v":2.3997502387182075,"d":"2.39975"},{"v":1.6899243330582168,"d":"1.68992"},{"v":-1.245854446149028,"d":"-1.24585"},{"v":1.1417928667113653,"d":"1.14179"},"NG",null,{"v":2.478367537831948,"d":"2.47837"},49.91662705579995,-44.13972644431688]
[{"$nulls":13},51.252723693847656,-44.81986618041992,38.45533752441406,null,{"v":2.388205895393783,"d":"2.38821"},{"v":1.205761752462323,"d":"1.20576"},{"v":-0.8794538423410126,"d":"-0.87945"},{"v":0.8248771683666858,"d":"0.82488"},"OK",null,{"v":2.5132741228718345,"d":"2.51327"},49.84901599592929,-44.126415255238655]
[{"$nulls":13},51.36887741088867,-46.531097412109375,37.98574447631836,null,{"v":-1.2019804673437608,"d":"-1.20198"},{"v":0.5470444173232495,"d":"0.54704"},{"v":0.1972156240699484,"d":"0.19722"},{"v":-0.5102583582335858,"d":"-0.51026"},"OK",null,{"v":2.548180707911721,"d":"2.54818"},49.78341640575301,-44.11538674056831]
[{"$nulls":13},53.59226608276367,-46.919227600097656,38.06033706665039,null,{"v":0.19690687236293308,"d":"0.19691"},{"v":2.285291391018777,"d":"2.28529"},{"v":2.2411313299519207,"d":"2.24113"},{"v":0.4470873558628906,"d":"0.44709"},"OK",null,{"v":2.5830872929516078,"d":"2.58309"},49.71990820826688,-44.10665433685217]
[{"$nulls":13},52.88015365600586,-47.103004455566406,37.82293701171875,null,{"v":-0.06338136552348295,"d":"-0.06338"},{"v":1.766760578908666,"d":"1.76676"},{"v":1.7632130536532307,"d":"1.76321"},{"v":-0.11190473900837995,"d":"-0.11190"},"OK",null,{"v":2.6179938779914944,"d":"2.61799"},49.658568778426854,-44.10022868317904]
[{"$nulls":13},50.92570114135742,-46.251869201660156,38.02633285522461,null,{"v":-2.1174207600074206,"d":"-2.11742"},{"v":0.6271022833502461,"d":"0.62710"},{"v":-0.32597184497508735,"d":"-0.32597"},{"v":-0.5357234641740363,"d":"-0.53572"},"OK",null,{"v":2.6529004630313806,"d":"2.65290"},49.599472848879586,-44.096117608218115]
[{"$nulls":13},50.38888931274414,-45.03091049194336,38.288002014160156,null,{"v":3.0352267886862094,"d":"3.03523"},{"v":1.4743477995234537,"d":"1.47435"},{"v":-1.4660154974333002,"d":"-1.46602"},{"v":0.1565247432358334,"d":"0.15652"},"OK",null,{"v":2.6878070480712677,"d":"2.68781"},49.54269241891219,-44.094326120680975]
[{"$nulls":13},53.29744338989258,-45.031124114990234,38.39988327026367,null,{"v":1.1052471796461527,"d":"1.10525"},{"v":2.041941042347202,"d":"2.04194"},{"v":0.9166550499338734,"d":"0.91666"},{"v":1.8246278359853842,"d":"1.82463"},"NG",null,{"v":2.722713633111154,"d":"2.72271"},49.488296666732225,-44.094856403219225]
[{"$nulls":13},51.79232406616211,-45.56027603149414,38.23583984375,null,{"v":1.5949593664629647,"d":"1.59496"},{"v":0.5280251207434087,"d":"0.52803"},{"v":-0.012757450442168103,"d":"-0.01276"},{"v":0.5278709838533531,"d":"0.52787"},"OK",null,{"v":2.7576202181510405,"d":"2.75762"},49.43635186518471,-44.09770780976528]
[{"$nulls":13},52.87992858886719,-45.72737121582031,38.19857406616211,null,{"v":0.8059205859138416,"d":"0.80592"},{"v":1.406602063248978,"d":"1.40660"},{"v":0.9739978780668767,"d":"0.97400"},{"v":1.0148189483141825,"d":"1.01482"},"NG",null,{"v":2.792526803190927,"d":"2.79253"},49.38692130100884,-44.1028768663195]
[{"$nulls":13},49.853145599365234,-45.32711410522461,38.37923812866211,null,{"v":3.364569566373829,"d":"3.36457"},{"v":1.7790179437762204,"d":"1.77902"},{"v":-1.734975642522444,"d":"-1.73498"},{"v":-0.39340102202663785,"d":"-0.39340"},"OK",null,{"v":2.827433388230814,"d":"2.82743"},49.34006519773287,-44.11035727518268]
[{"$nulls":13},51.54442596435547,-44.391143798828125,38.509273529052734,null,{"v":2.1540551960073233,"d":"2.15406"},{"v":1.6094694599022716,"d":"1.60947"},{"v":-0.8864103869481534,"d":"-0.88641"},{"v":1.3433795324734312,"d":"1.34338"},"NG",null,{"v":2.8623399732707,"d":"2.86234"},49.29584064230101,-44.1201399226289]
[{"$nulls":13},48.949867248535156,-45.21529769897461,38.2159309387207,null,{"v":3.453942457070135,"d":"3.45394"},{"v":2.6681331959495944,"d":"2.66813"},{"v":-2.5390332059893477,"d":"-2.53903"},{"v":-0.819905561764068,"d":"-0.81991"},"NG",null,{"v":2.897246558310587,"d":"2.89725"},49.25430151552178,-44.13221289000916]
[{"$nulls":13},50.3692626953125,-46.133018493652344,38.13044738769531,null,{"v":-2.4136268919142783,"d":"-2.41363"},{"v":1.1385344842671612,"d":"1.13853"},{"v":-0.8499495011306946,"d":"-0.84995"},{"v":-0.7575266446754028,"d":"-0.75753"},"OK",null,{"v":2.9321531433504737,"d":"2.93215"},49.21549842642256,-44.14656146827239]
[{"$nulls":13},51.28985595703125,-45.400856018066406,38.21992874145508,null,{"v":2.5189958951911846,"d":"2.51900"},{"v":0.6349283659457139,"d":"0.63493"},{"v":-0.5157947924116514,"d":"-0.51579"},{"v":0.3702563463379336,"d":"0.37026"},"OK",null,{"v":2.9670597283903604,"d":"2.96706"},49.179478650590255,-44.163168175886206]
[{"$nulls":13},51.86568069458008,-46.08967971801758,38.09659957885742,null,{"v":0.37037109236394805,"d":"0.37037"},{"v":0.3765166957948621,"d":"0.37652"},{"v":0.3509862615957786,"d":"0.35099"},{"v":0.13628450529425704,"d":"0.13628"},"OK",null,{"v":3.0019663134302466,"d":"3.00197"},49.14628607257329,-44.18201278013546]
[{"$nulls":13},51.12366485595703,-45.34769821166992,38.3900032043457,null,{"v":2.704948156145491,"d":"2.70495"},{"v":0.7530775283464911,"d":"0.75308"},{"v":-0.6824206377563707,"d":"-0.68242"},{"v":0.318477372610125,"d":"0.31848"},"OK",null,{"v":3.036872898470133,"d":"3.03687"},49.11596113241506,-44.203072321772645]
[{"$nulls":13},49.804134368896484,-45.60292434692383,38.265689849853516,null,{"v":3.5224579073770856,"d":"3.52246"},{"v":1.7417316994944985,"d":"1.74173"},{"v":-1.6169250366110808,"d":"-1.61693"},{"v":-0.6474432322638398,"d":"-0.64744"},"OK",null,{"v":3.07177948351002,"d":"3.07178"},49.088540776383944,-44.22632114299027]
[{"$nulls":13},53.27704620361328,-47.600589752197266,37.7481575012207,null,{"v":-0.1223377855839034,"d":"-0.12234"},{"v":2.391606314721401,"d":"2.39161"},{"v":2.373731596611123,"d":"2.37373"},{"v":-0.2918545388807397,"d":"-0.29185"},"OK",null,{"v":3.106686068549907,"d":"3.10669"},49.06405841195999,-44.25173091868088]
[{"$nulls":13},52.19750213623047,-45.86953353881836,38.211669921875,null,{"v":0.7957766164524488,"d":"0.79578"},{"v":0.7095989906555166,"d":"0.70960"},{"v":0.4965278129212298,"d":"0.49653"},{"v":0.5069426580344054,"d":"0.50694"},"OK",null,{"v":3.141592653589793,"d":"3.14159"},49.04254386713303,-44.27927069094686]
[{"$nulls":13},52.92218780517578,-47.69264602661133,37.719974517822266,null,{"v":-0.2611447980176198,"d":"-0.26114"},{"v":2.210807256319244,"d":"2.21081"},{"v":2.1358499239200994,"d":"2.13585"},{"v":-0.5708010398416683,"d":"-0.57080"},"OK",null,{"v":3.1764992386296798,"d":"3.17650"},49.02402335406185,-44.308906906817896]
[{"$nulls":13},51.29899215698242,-45.201904296875,38.24781036376953,null,{"v":2.4283894116044373,"d":"2.42839"},{"v":0.8230193827007767,"d":"0.82302"},{"v":-0.6224248747914897,"d":"-0.62242"},{"v":0.5384683644764713,"d":"0.53847"},"OK",null,{"v":3.211405823669566,"d":"3.21141"},49.00851943713881,-44.34060345913005]
[{"$nulls":13},51.940189361572266,-45.67857360839844,38.14974594116211,null,{"v":1.2415736321234405,"d":"1.24157"},{"v":0.5450519234526191,"d":"0.54505"},{"v":0.1762194111621875,"d":"0.17622"},{"v":0.5157793310991161,"d":"0.51578"},"OK",null,{"v":3.2463124087094526,"d":"3.24631"},48.99605100549844,-44.37432173051682]
[{"$nulls":13},50.134151458740234,-45.422245025634766,38.2046012878418,null,{"v":3.352281834478271,"d":"3.35228"},{"v":1.4830182224319437,"d":"1.48302"},{"v":-1.4502242640425753,"d":"-1.45022"},{"v":-0.3101493705416353,"d":"-0.31015"},"OK",null,{"v":3.2812189937493397,"d":"3.28122"},48.98663325000409,-44.410020640458406]
[{"$nulls":13},50.290225982666016,-46.125091552734375,38.03554153442383,null,{"v":-2.427692819921136,"d":"-2.42769"},{"v":1.216224103355095,"d":"1.21622"},{"v":-0.9192392923918378,"d":"-0.91924"},{"v":-0.7963668707981628,"d":"-0.79637"},"OK",null,{"v":3.3161255787892263,"d":"3.31613"},48.980277644740156,-44.44765669533205]
[{"$nulls":13},50.341800689697266,-45.77735137939453,38.07437515258789,null,{"v":3.5625378926903872,"d":"3.56254"},{"v":1.1794058040569613,"d":"1.17941"},{"v":-1.076447335093946,"d":"-1.07645"},{"v":-0.48193276026058746,"d":"-0.48193"},"OK",null,{"v":3.3510321638291125,"d":"3.35103"},{"$f":"$A$3+$A$9*COS($X99)*COS($C$15)-$A$12*SIN($X99)*SIN($C$15)","v":48.976991933032615},{"$f":"$A$6+$A$9*COS($X99)*SIN($C$15)+$A$12*SIN($X99)*COS($C$15)","v":-44.48718404140228}]
[{"$nulls":13},51.29568099975586,-45.145233154296875,38.3609619140625,null,{"v":2.41629368956588,"d":"2.41629"},{"v":0.8788473214239405,"d":"0.87885"},{"v":-0.6576424480064936,"d":"-0.65764"},{"v":0.5829914450093254,"d":"0.58299"},"OK",null,{"v":3.385938748868999,"d":"3.38594"},48.97678011801509,-44.528554520686626]
[{"$nulls":13},50.15414810180664,-45.48115539550781,38.15845489501953,null,{"v":3.384501572589893,"d":"3.38450"},{"v":1.442399755782468,"d":"1.44240"},{"v":-1.400054372979907,"d":"-1.40005"},{"v":-0.34693631718394957,"d":"-0.34694"},"OK",null,{"v":3.420845333908886,"d":"3.42085"},48.97964245775153,-44.571717729628716]
[{"$nulls":13},51.07854461669922,-47.40521240234375,37.69022750854492,null,{"v":-1.2513171505499094,"d":"-1.25132"},{"v":1.467053692205538,"d":"1.46705"},{"v":0.4607606832451849,"d":"0.46076"},{"v":-1.3928194888747543,"d":"-1.39282"},"NG",null,{"v":3.455751918948773,"d":"3.45575"},48.98557546492188,-44.61662108050723]
[{"$nulls":13},49.643009185791016,-45.46665954589844,38.14558792114258,null,{"v":3.472778873560171,"d":"3.47278"},{"v":1.932062867516947,"d":"1.93206"},{"v":-1.827069338710592,"d":"-1.82707"},{"v":-0.6282392502713017,"d":"-0.62824"},"OK",null,{"v":3.490658503988659,"d":"3.49066"},48.99457191107082,-44.66320986550597]
[{"$nulls":13},51.35443878173828,-46.22250747680664,38.05530548095703,null,{"v":-1.5392432068821862,"d":"-1.53924"},{"v":0.2658902884587804,"d":"0.26589"},{"v":0.008388276099932977,"d":"0.00839"},{"v":-0.26575793933721853,"d":"-0.26576"},"OK",null,{"v":3.5255650890285457,"d":"3.52557"},49.0066208354145,-44.71142732336684]
[{"$nulls":13},53.49136734008789,-48.850399017333984,37.340553283691406,null,{"v":-0.35012681192541395,"d":"-0.35013"},{"v":3.477113521469678,"d":"3.47711"},{"v":3.2661543381042777,"d":"3.26615"},{"v":-1.1927087996949928,"d":"-1.19271"},"NG",null,{"v":3.560471674068432,"d":"3.56047"},49.02170755819462,-44.7612147085448]
[{"$nulls":13},52.615509033203125,-45.85979461669922,38.11085510253906,null,{"v":0.7358969587349029,"d":"0.73590"},{"v":1.1242855298652072,"d":"1.12429"},{"v":0.8333530008602822,"d":"0.83335"},{"v":0.7546792223332058,"d":"0.75468"},"OK",null,{"v":3.5953782591083185,"d":"3.59538"},49.039813698563385,-44.81251136278014]
[{"$nulls":13},51.02199172973633,-44.22127151489258,38.608150482177734,null,{"v":2.4441948531644195,"d":"2.44419"},{"v":1.8418379217979555,"d":"1.84184"},{"v":-1.411798197497541,"d":"-1.41180"},{"v":1.1828747946066418,"d":"1.18287"},"NG",null,{"v":3.6302848441482056,"d":"3.63028"},49.06091719697781,-44.865254789001334]
[{"$nulls":13},52.67387771606445,-45.78616714477539,38.177825927734375,null,{"v":0.7910490130504374,"d":"0.79105"},{"v":1.1931946120588233,"d":"1.19319"},{"v":0.8389348437849888,"d":"0.83893"},{"v":0.848470217585545,"d":"0.84847"},"OK",null,{"v":3.6651914291880923,"d":"3.66519"},49.08499234207581,-44.91938072746804]
[{"$nulls":13},51.92130661010742,-46.563087463378906,37.92705535888672,null,{"v":-0.31757777229324147,"d":"-0.31758"},{"v":0.7032544000109052,"d":"0.70325"},{"v":0.6680878715407831,"d":"0.66809"},{"v":-0.21960270270377924,"d":"-0.21960"},"OK",null,{"v":3.7000980142279785,"d":"3.70010"},49.11200980200157,-44.974823234061674]
[{"$nulls":13},49.58534240722656,-44.943092346191406,38.35272979736328,null,{"v":3.2480737989281385,"d":"3.24807"},{"v":2.1869996539195338,"d":"2.18700"},{"v":-2.1746130068574794,"d":"-2.17461"},{"v":-0.23243441365346929,"d":"-0.23243"},"OK",null,{"v":3.735004599267865,"d":"3.73500"},49.141936660141916,-45.03151476062823]
[{"$nulls":13},52.72697067260742,-45.63723373413086,38.2438850402832,null,{"v":0.8983357282099208,"d":"0.89834"},{"v":1.2794750466856903,"d":"1.27948"},{"v":0.7970013527434112,"d":"0.79700"},{"v":1.0009221941872015,"d":"1.00092"},"NG",null,{"v":3.7699111843077517,"d":"3.76991"},49.17473645523006,-45.08938623727525]
[{"$nulls":13},50.9773063659668,-45.368045806884766,38.350196838378906,null,{"v":2.8727139174014606,"d":"2.87271"},{"v":0.8201065401853366,"d":"0.82011"},{"v":-0.7906395928792775,"d":"-0.79064"},{"v":0.21786181727520193,"d":"0.21786"},"OK",null,{"v":3.804817769347638,"d":"3.80482"},49.21036922576812,-45.14836715652285]
[{"$nulls":13},50.52857208251953,-45.94796371459961,37.997623443603516,null,{"v":3.6989422382138617,"d":"3.69894"},{"v":0.9728206277925604,"d":"0.97282"},{"v":-0.8255939516244263,"d":"-0.82559"},{"v":-0.5145625335174296,"d":"-0.51456"},"OK",null,{"v":3.839724354387525,"d":"3.83972"},49.24879155871398,-45.20838565920624]
[{"$nulls":13},51.077606201171875,-45.44402313232422,38.12741470336914,null,{"v":2.831362548890974,"d":"2.83136"},{"v":0.6982311928573713,"d":"0.69823"},{"v":-0.6648999742601434,"d":"-0.66490"},{"v":0.21315445786539014,"d":"0.21315"},"OK",null,{"v":3.8746309394274117,"d":"3.87463"},49.28995664237349,-45.26936862202506]
[{"$nulls":13},51.26741409301758,-44.08910369873047,38.5364875793457,null,{"v":2.3027814011249896,"d":"2.30278"},{"v":1.9249989294366923,"d":"1.92500"},{"v":-1.2865683118960325,"d":"-1.28657"},{"v":1.4319088159367568,"d":"1.43191"},"NG",null,{"v":3.9095375244672983,"d":"3.90954"},49.333814323433174,-45.3312417466328]
[{"$nulls":13},51.62729263305664,-46.43149948120117,37.91862869262695,null,{"v":-0.6730671291140664,"d":"-0.67307"},{"v":0.4498835590543102,"d":"0.44988"},{"v":0.351769955305969,"d":"0.35177"},{"v":-0.28045162729321005,"d":"-0.28045"},"OK",null,{"v":3.9444441095071845,"d":"3.94444"},49.38031116806444,-45.39392965015795]
[{"$nulls":13},50.55247116088867,-45.75632095336914,38.17473602294922,null,{"v":3.5007394365361373,"d":"3.50074"},{"v":0.9783610676609049,"d":"0.97836"},{"v":-0.9159387447607685,"d":"-0.91594"},{"v":-0.34387002567925795,"d":"-0.34387"},"OK",null,{"v":3.979350694547071,"d":"3.97935"},49.42939052702438,-45.4573559570464]
[{"$nulls":13},52.91225051879883,-46.284027099609375,38.042057037353516,null,{"v":0.41239620306220864,"d":"0.41240"},{"v":1.4405286950144633,"d":"1.44053"},{"v":1.319759151143318,"d":"1.31976"},{"v":0.5773722405290551,"d":"0.57737"},"OK",null,{"v":4.014257279586958,"d":"4.01426"},49.480992604674206,-45.5214433921133]
[{"$nulls":13},50.99445724487305,-45.65095901489258,38.10541915893555,null,{"v":3.148184868566296,"d":"3.14818"},{"v":0.6143314142595265,"d":"0.61433"},{"v":-0.6143180657161064,"d":"-0.61432"},{"v":-0.004049775417419253,"d":"-0.00405"},"OK",null,{"v":4.049163864626845,"d":"4.04916"},49.53505453183099,-45.5861138746909]
[{"$nulls":13},53.689910888671875,-45.64359664916992,38.14924240112305,null,{"v":0.7721986344283408,"d":"0.77220"},{"v":2.2187232925280584,"d":"2.21872"},{"v":1.5894454173936015,"d":"1.58945"},{"v":1.5480298168746716,"d":"1.54803"},"NG",null,{"v":4.084070449666731,"d":"4.08407"},49.59151044236408,-45.65128861375792]
[{"$nulls":13},53.143367767333984,-47.558074951171875,37.77404022216797,null,{"v":-0.14789723245450648,"d":"-0.14790"},{"v":2.2645651176730435,"d":"2.26457"},{"v":2.239843144191264,"d":"2.23984"},{"v":-0.33370325380631066,"d":"-0.33370"},"OK",null,{"v":4.118977034706617,"d":"4.11898"},49.65029155344288,-45.716888203934204]
[{"$nulls":13},53.520320892333984,-47.315574645996094,37.75693893432617,null,{"v":0.03366716551658444,"d":"0.03367"},{"v":2.4108988276551413,"d":"2.41090"},{"v":2.409532606279372,"d":"2.40953"},{"v":0.0811527970280252,"d":"0.08115"},"OK",null,{"v":4.153883619746504,"d":"4.15388"},49.711326249338065,-45.78283272222397]
[{"$nulls":13},52.0888557434082,-47.25047302246094,37.85149383544922,null,{"v":-0.5198280611185258,"d":"-0.51983"},{"v":1.3821844545672692,"d":"1.38218"},{"v":1.1996042459804097,"d":"1.19960"},{"v":-0.6865737538481882,"d":"-0.68657"},"OK",null,{"v":4.1887902047863905,"d":"4.18879"},49.774540168674356,-45.849041825389655]
[{"$nulls":13},50.266475677490234,-44.15591812133789,38.6124267578125,null,{"v":2.771215455418414,"d":"2.77122"},{"v":2.2186077231978505,"d":"2.21861"},{"v":-2.068165882766623,"d":"-2.06817"},{"v":0.8030629556848614,"d":"0.80306"},"NG",null,{"v":4.223696789826278,"d":"4.22370"},49.83985629502841,-45.91543484783777]
[{"$nulls":13},51.49225997924805,-45.97319793701172,38.1048583984375,null,{"v":2.462797429766529,"d":"2.46280"},{"v":0.027897284844021302,"d":"0.02790"},{"v":-0.021713285597476244,"d":"-0.02171"},{"v":0.017515471167824502,"d":"0.01752"},"OK",null,{"v":4.258603374866164,"d":"4.25860"},49.90719505076144,-45.98193089989754]
[{"$nulls":13},51.16726303100586,-44.26228332519531,38.51112365722656,null,{"v":2.3708509903493935,"d":"2.37085"},{"v":1.7692860516122506,"d":"1.76929"},{"v":-1.2692755060843355,"d":"-1.26928"},{"v":1.232604081643421,"d":"1.23260"},"NG",null,{"v":4.293509959906051,"d":"4.29351"},49.97647439397232,-46.04844896637245]
[{"$nulls":13},51.02433395385742,-46.196693420410156,38.03813171386719,null,{"v":-2.138627658000795,"d":"-2.13863"},{"v":0.5147295300306363,"d":"0.51473"},{"v":-0.2768241029639992,"d":"-0.27682"},{"v":-0.43395265306682584,"d":"-0.43395"},"OK",null,{"v":4.328416544945937,"d":"4.32842"},50.04760991845301,-46.114908005244814]
[{"$nulls":13},52.122474670410156,-46.81727981567383,38.0147705078125,null,{"v":-0.3090206120402813,"d":"-0.30902"},{"v":1.027336854400775,"d":"1.02734"},{"v":0.97867384296043,"d":"0.97867"},{"v":-0.3124396285926974,"d":"-0.31244"},"OK",null,{"v":4.363323129985823,"d":"4.36332"},50.12051495652454,-46.18122704641302]
[{"$nulls":13},52.49181365966797,-47.92007064819336,37.59000778198242,null,{"v":-0.4831308308766942,"d":"-0.48313"},{"v":2.161102873432368,"d":"2.16110"},{"v":1.9137534668037532,"d":"1.91375"},{"v":-1.003948852210237,"d":"-1.00395"},"NG",null,{"v":4.39822971502571,"d":"4.39823"},50.19510068462815,-46.24732529034107]
[{"$nulls":13},49.69526672363281,-45.744354248046875,38.10573196411133,null,{"v":3.611741166678045,"d":"3.61174"},{"v":1.8227498317977489,"d":"1.82275"},{"v":-1.6249833321061085,"d":"-1.62498"},{"v":-0.8257397408966403,"d":"-0.82574"},"OK",null,{"v":4.4331363000655974,"d":"4.43314"},50.27127623154322,-46.31312220650036]
[{"$nulls":13},52.481292724609375,-46.271644592285156,38.07854461669922,null,{"$f":"(ATAN2($N131-$A$3, $O131-$A$6))-$C$15","v":{"v":0.3408048039984598,"d":"0.34080"}},{"$f":"SQRT(($N131-$A$3)^2+($O131-$A$6)^2)","v":{"v":1.0181975230224534,"d":"1.01820"}},{"v":0.9596368786066369,"d":"0.95964"},{"v":0.3403281609082183,"d":"0.34033"},{"$f":"IF(($T131/$A$9)^2 +($U131/$A$12)^2<=1, \"OK\", \"NG\")","v":"OK"},null,{"v":4.468042885105484,"d":"4.46804"},{"$f":"$A$3+$A$9*COS($X131)*COS($C$15)-$A$12*SIN($X131)*SIN($C$15)","v":50.34894878909975},{"$f":"$A$6+$A$9*COS($X131)*SIN($C$15)+$A$12*SIN($X131)*COS($C$15)","v":-46.378537631483816}]
[{"$nulls":13},51.56025314331055,-47.075035095214844,37.88113784790039,null,{"v":-0.9039420604470623,"d":"-0.90394"},{"v":1.0767222934547187,"d":"1.07672"},{"$f":"$S132*COS($R132)","v":{"v":0.6659712843833097,"d":"0.66597"}},{"$f":"$S132*SIN($R132)","v":{"v":-0.8460574127086378,"d":"-0.84606"}},"OK",null,{"v":4.50294947014537,"d":"4.50295"},50.42802372525093,-46.44349186667255]
[{"$nulls":13},52.30636978149414,-43.48691177368164,38.8176383972168,null,{"v":1.8711713779419683,"d":"1.87117"},{"v":2.6392886651078666,"d":"2.63929"},{"v":-0.7809087341236624,"d":"-0.78091"},{"v":2.5211160637178613,"d":"2.52112"},"NG",null,{"v":4.537856055185257,"d":"4.53786"},50.5084046993676,-46.50790577533644]
[{"$nulls":13},51.6393928527832,-46.44160842895508,38.050697326660156,null,{"v":-0.6541807943547762,"d":"-0.65418"},{"v":0.46308570689583156,"d":"0.46309"},{"v":0.36748012925927315,"d":"0.36748"},{"v":-0.2817919916016066,"d":"-0.28179"},"OK",null,{"v":4.572762640225144,"d":"4.57276"},50.58999377961455,-46.57170087904998]
[{"$nulls":13},50.61688995361328,-47.741783142089844,37.6979866027832,null,{"v":-1.4291748750411657,"d":"-1.42917"},{"v":1.9528676012719146,"d":"1.95287"},{"v":0.27564436770639394,"d":"0.27564"},{"v":-1.9333163348633,"d":"-1.93332"},"NG",null,{"v":4.60766922526503,"d":"4.60767"},50.67269156226532,-46.63479945330615]
[{"$nulls":13},52.32070541381836,-46.267967224121094,37.89301300048828,null,{"v":0.29526963454629657,"d":"0.29527"},{"v":0.8633445485285287,"d":"0.86334"},{"v":0.8259822029586111,"d":"0.82598"},{"v":0.25123138711070475,"d":"0.25123"},"OK",null,{"v":4.642575810304916,"d":"4.64258"},50.75639729281038,-46.69712462221183]
[{"$nulls":13},52.73887634277344,-47.34945297241211,37.72102737426758,null,{"v":-0.21722820020747968,"d":"-0.21723"},{"v":1.8318946250905277,"d":"1.83189"},{"v":1.7888425157435952,"d":"1.78884"},{"v":-0.39481688325563064,"d":"-0.39482"},"OK",null,{"v":4.677482395344803,"d":"4.67748"},50.841008988710925,-46.75860045214916]
[{"$nulls":13},51.214576721191406,-44.888328552246094,38.294410705566406,null,{"v":2.4329843897318293,"d":"2.43298"},{"v":1.1477281280151297,"d":"1.14773"},{"v":-0.8714336097196199,"d":"-0.87143"},{"v":0.7469158718946514,"d":"0.74692"},"OK",null,{"v":4.71238898038469,"d":"4.71239"},50.92642356364895,-46.81915204428899]
[{"$nulls":13},51.96727752685547,-46.27616882324219,38.12541198730469,null,{"v":0.07707728893409393,"d":"0.07708"},{"v":0.5427867961134814,"d":"0.54279"},{"v":0.5411752708404775,"d":"0.54118"},{"v":0.041795122512966854,"d":"0.04180"},"OK",null,{"v":4.747295565424577,"d":"4.74730"},51.012536953121995,-46.87870562584356]
[{"$nulls":13},52.656768798828125,-45.53118896484375,38.31355667114258,null,{"v":0.9959118998455927,"d":"0.99591"},{"v":1.2481577787389453,"d":"1.24816"},{"v":0.6786705634628133,"d":"0.67867"},{"v":1.0475228431473966,"d":"1.04752"},"NG",null,{"v":4.782202150464463,"d":"4.78220"},51.09924424122973,-46.93718863994725]
[{"$nulls":13},51.28213882446289,-45.86259078979492,37.978797912597656,null,{"v":3.189756513558569,"d":"3.18976"},{"v":0.2575748102117024,"d":"0.25757"},{"v":-0.25727611242366655,"d":"-0.25728"},{"v":-0.012401001240199432,"d":"-0.01240"},"OK",null,{"v":4.817108735504349,"d":"4.81711"},51.18643978849783,-46.99452983405602]
[{"$nulls":13},54.30470275878906,-46.230201721191406,38.13065719604492,null,{"v":0.5289717573112805,"d":"0.52897"},{"v":2.8141340404462727,"d":"2.81413"},{"v":2.4295162813678797,"d":"2.42952"},{"v":1.420141202897393,"d":"1.42014"},"NG",null,{"v":4.852015320544236,"d":"4.85202"},51.27401736058341,-47.05065934675756]
[{"$nulls":13},52.09502410888672,-45.76051330566406,38.24824142456055,null,{"v":0.9935097281687196,"d":"0.99351"},{"v":0.6414106071155891,"d":"0.64141"},{"v":0.3500512905050921,"d":"0.35005"},{"v":0.5374678231634971,"d":"0.53747"},"OK",null,{"v":4.886921905584122,"d":"4.88692"},51.36187025770515,-47.10550879288675]
[{"$nulls":13},52.263675689697266,-46.05817794799805,37.9427490234375,null,{"v":0.5348306183550693,"d":"0.53483"},{"v":0.7658885249616015,"d":"0.76589"},{"v":0.658936002476257,"d":"0.65894"},{"v":0.3903697955893461,"d":"0.39037"},"OK",null,{"v":4.921828490624009,"d":"4.92183"},51.44989144464062,-47.15901134684238]
[{"$nulls":13},51.06084060668945,-45.458229064941406,38.2033805847168,null,{"v":2.8628324434949057,"d":"2.86283"},{"v":0.6974071399169575,"d":"0.69741"},{"v":-0.6704853570485301,"d":"-0.67049"},{"v":0.19190128918445495,"d":"0.19190"},"OK",null,{"v":4.956735075663896,"d":"4.95674"},51.537973681132165,-47.2111018240039]
[{"$nulls":13},51.39212417602539,-46.1113395690918,38.14146041870117,null,{"v":-1.7295299193903715,"d":"-1.72953"},{"v":0.1550280395404261,"d":"0.15503"},{"v":-0.024504948473626765,"d":"-0.02450"},{"v":-0.15307906631559004,"d":"-0.15308"},"OK",null,{"v":4.991641660703783,"d":"4.99164"},51.626009652542656,-47.26171676014879]
[{"$nulls":13},51.466224670410156,-45.09010314941406,38.331756591796875,null,{"v":2.218764484376405,"d":"2.21876"},{"v":0.910523504142046,"d":"0.91052"},{"v":-0.549562523286177,"d":"-0.54956"},{"v":0.7259711320668615,"d":"0.72597"},"OK",null,{"v":5.026548245743669,"d":"5.02655"},51.71389210060182,-47.31079448877402]
[{"$nulls":13},50.447628021240234,-46.134765625,37.92706298828125,null,{"v":-2.4033616981614863,"d":"-2.40336"},{"v":1.0609658596582574,"d":"1.06097"},{"v":-0.7847542708233917,"d":"-0.78475"},{"v":-0.7140093065113591,"d":"-0.71401"},"OK",null,{"v":5.061454830783555,"d":"5.06145"},51.80151395408395,-47.35827521622709]
[{"$nulls":13},51.11557388305664,-46.5580940246582,37.98711013793945,null,{"v":-1.5631139678711403,"d":"-1.56311"},{"v":0.6776816212258825,"d":"0.67768"},{"v":0.005206142240033097,"d":"0.00521"},{"v":-0.6776616234008807,"d":"-0.67766"},"OK",null,{"v":5.096361415823442,"d":"5.09636"},51.88876845925769,-47.40410109455544]
[{"$nulls":13},51.256507873535156,-44.995819091796875,38.34911346435547,null,{"v":2.4195485929595835,"d":"2.41955"},{"v":1.0332800743506207,"d":"1.03328"},{"v":-0.7754315799408557,"d":"-0.77543"},{"v":0.682915497613323,"d":"0.68292"},"OK",null,{"v":5.131268000863329,"d":"5.13127"},51.975549309949024,-47.448216291985275]
[{"$nulls":13},52.90125274658203,-45.25163650512695,38.32893371582031,null,{"v":1.1013939419476615,"d":"1.10139"},{"v":1.5885707980012371,"d":"1.58857"},{"v":0.718595385443739,"d":"0.71860"},{"v":1.4167490435081478,"d":"1.41675"},"NG",null,{"v":5.1661745859032155,"d":"5.16617"},52.06175077705893,-47.49056706094394]
[{"$nulls":13},51.2404899597168,-44.64167785644531,38.43191909790039,null,{"v":2.3704385747547745,"d":"2.37044"},{"v":1.382889911265098,"d":"1.38289"},{"v":-0.9916797545283158,"d":"-0.99168"},{"v":0.963823516592872,"d":"0.96382"},"NG",null,{"v":5.201081170943102,"d":"5.20108"},52.14726783737807,-47.531101803543095]
[{"$nulls":13},50.251365661621094,-45.730567932128906,38.158714294433594,null,{"v":3.5399349744273243,"d":"3.53993"},{"v":1.2773728313128563,"d":"1.27737"},{"v":-1.177361256180709,"d":"-1.17736"},{"v":-0.4954814049193025,"d":"-0.49548"},"OK",null,{"v":5.235987755982989,"d":"5.23599"},52.231996301541336,-47.569771134442796]
[{"$nulls":13},52.15966796875,-45.59978103637695,38.18267822265625,null,{"v":1.1561948852488908,"d":"1.15619"},{"v":0.771580875759798,"d":"0.77158"},{"v":0.310812198238513,"d":"0.31081"},{"v":0.7062101849055988,"d":"0.70621"},"OK",null,{"v":5.270894341022875,"d":"5.27089"},52.31583294096655,-47.60652794101988]
[{"$nulls":13},50.34290313720703,-45.31050491333008,38.166805267333984,null,{"v":3.215070626594769,"d":"3.21507"},{"v":1.3469508619200974,"d":"1.34695"},{"v":-1.3433163952909286,"d":"-1.34332"},{"v":-0.0988821853008844,"d":"-0.09888"},"OK",null,{"v":5.305800926062761,"d":"5.30580"},52.39867561362263,-47.641327440767476]
[{"$nulls":13},51.90497589111328,-47.17527770996094,37.83646774291992,null,{"v":-0.6280939035616031,"d":"-0.62809"},{"v":1.243094191086911,"d":"1.24309"},{"v":1.0058484296954133,"d":"1.00585"},{"v":-0.7304465102889417,"d":"-0.73045"},"OK",null,{"v":5.340707511102648,"d":"5.34071"},52.48042338847388,-47.67412723585563]
[{"$nulls":13},50.725372314453125,-45.98170471191406,38.095882415771484,null,{"v":3.728844112223709,"d":"3.72884"},{"v":0.7748437060348724,"d":"0.77484"},{"v":-0.6450315983209207,"d":"-0.64503"},{"v":-0.4293215647383837,"d":"-0.42932"},"OK",null,{"v":5.375614096142535,"d":"5.37561"},52.56097666844892,-47.70488736478641]
[{"$nulls":13},52.1982307434082,-46.318878173828125,38.03679656982422,null,{"v":0.1824580896625237,"d":"0.18246"},{"v":0.7675998050965959,"d":"0.76760"},{"v":0.7548581474227175,"d":"0.75486"},{"v":0.1392789935843697,"d":"0.13928"},"OK",null,{"v":5.410520681182422,"d":"5.41052"},52.64023731178438,-47.73357035108097]
[{"$nulls":13},50.84156799316406,-47.68060302734375,37.72376251220703,null,{"v":-1.3333339968184976,"d":"-1.33333"},{"v":1.8049817847122385,"d":"1.80498"},{"v":0.42459837091964614,"d":"0.42460"},{"v":-1.754330489547326,"d":"-1.75433"},"NG",null,{"v":5.445427266222308,"d":"5.44543"},52.71810875159553,-47.76014124893877]
[{"$nulls":13},50.872920989990234,-44.571067810058594,38.48152542114258,null,{"v":2.5951999344318355,"d":"2.59520"},{"v":1.560472777156196,"d":"1.56047"},{"v":-1.3332748862741044,"d":"-1.33327"},{"v":0.8108349806689058,"d":"0.81083"},"OK",null,{"v":5.480333851262194,"d":"5.48033"},52.794496113528126,-47.784567685813734]
[{"$nulls":13},52.49765396118164,-46.57356643676758,37.942054748535156,null,{"v":0.0890946825273754,"d":"0.08909"},{"v":1.150778816127441,"d":"1.15078"},{"v":1.1462144746066665,"d":"1.14621"},{"v":0.10239268455235585,"d":"0.10239"},"OK",null,{"v":5.515240436302081,"d":"5.51524"},52.86930633134823,-47.80681990185509]
[{"$nulls":13},52.27194595336914,-48.21477508544922,37.654632568359375,null,{"v":-0.6245542094985883,"d":"-0.62455"},{"v":2.3454486210636944,"d":"2.34545"},{"v":1.9026839066139927,"d":"1.90268"},{"v":-1.3714675298969716,"d":"-1.37147"},"NG",null,{"v":5.550147021341968,"d":"5.55015"},52.94244826032905,-47.82687078616532]
[{"$nulls":13},51.680580139160156,-46.90011215209961,37.94055938720703,null,{"v":-0.7619398313665751,"d":"-0.76194"},{"v":0.9180474241652725,"d":"0.91805"},{"v":0.6642057106685975,"d":"0.66421"},{"v":-0.6337521967865005,"d":"-0.63375"},"OK",null,{"v":5.585053606381854,"d":"5.58505"},{"$f":"$A$3+$A$9*COS($X163)*COS($C$15)-$A$12*SIN($X163)*SIN($C$15)","v":53.01383278829678},{"$f":"$A$6+$A$9*COS($X163)*SIN($C$15)+$A$12*SIN($X163)*COS($C$15)","v":-47.84469590983048}]
[{"$nulls":13},50.45923614501953,-46.52804183959961,37.98267364501953,null,{"v":-2.0612092411748986,"d":"-2.06121"},{"v":1.167055091330973,"d":"1.16706"},{"v":-0.5496714828275484,"d":"-0.54967"},{"v":-1.0295041754008138,"d":"-1.02950"},"NG",null,{"v":5.6199601914217405,"d":"5.61996"},53.08337294420005,-47.86027355568312]
[{"$nulls":13},52.39152908325195,-46.48651885986328,37.93634033203125,null,{"v":0.11131947736405595,"d":"0.11132"},{"v":1.0156400480912198,"d":"1.01564"},{"v":1.009353624946883,"d":"1.00935"},{"v":0.11282715583281396,"d":"0.11283"},"OK",null,{"v":5.654866776461628,"d":"5.65487"},53.15098400407071,-47.873584744761345]
[{"$nulls":13},51.77044677734375,-47.42678451538086,37.70491027832031,null,{"v":-0.7726036528618603,"d":"-0.77260"},{"v":1.4521899024253728,"d":"1.45219"},{"v":1.0399070083055102,"d":"1.03991"},{"v":-1.0136315537626566,"d":"-1.01363"},"NG",null,{"v":5.689773361501514,"d":"5.68977"},53.21658359424699,-47.88461325943169]
[{"$nulls":13},54.10623550415039,-45.54450607299805,38.39563751220703,null,{"v":0.7838885301107649,"d":"0.78389"},{"v":2.645739635835261,"d":"2.64574"},{"v":1.8736425576940199,"d":"1.87364"},{"v":1.8679940542270237,"d":"1.86799"},"NG",null,{"v":5.7246799465414,"d":"5.72468"},53.28009179173312,-47.89334566314783]
[{"$nulls":13},51.31711196899414,-46.481781005859375,37.954345703125,null,{"v":-1.3227357103892834,"d":"-1.32274"},{"v":0.5153260807411859,"d":"0.51533"},{"v":0.12652512796800455,"d":"0.12653"},{"v":-0.49955216092491417,"d":"-0.49955"},"OK",null,{"v":5.759586531581287,"d":"5.75959"},53.341431221573146,-47.89977131682096]
[{"$nulls":13},49.69710159301758,-45.261634826660156,38.30724334716797,null,{"v":3.363751600362394,"d":"3.36375"},{"v":1.9482365860184774,"d":"1.94824"},{"v":-1.900356780575008,"d":"-1.90036"},{"v":-0.42926670220682567,"d":"-0.42927"},"OK",null,{"v":5.794493116621174,"d":"5.79449"},53.400527151120414,-47.903882391781885]
[{"$nulls":13},52.41695022583008,-45.557830810546875,38.19502258300781,null,{"v":1.0601856865004873,"d":"1.06019"},{"v":1.017993766558256,"d":"1.01799"},{"v":0.4975038240492071,"d":"0.49750"},{"v":0.888144838305037,"d":"0.88814"},"OK",null,{"v":5.829399701661061,"d":"5.82940"},53.45730758108781,-47.905673879319025]
[{"$nulls":13},52.379356384277344,-47.158687591552734,37.856056213378906,null,{"v":-0.310742733421978,"d":"-0.31074"},{"v":1.4545874278941089,"d":"1.45459"},{"v":1.3849224794463562,"d":"1.38492"},{"v":-0.44476320813637094,"d":"-0.44476"},"OK",null,{"v":5.8643062867009474,"d":"5.86431"},53.511703333267775,-47.905143596780775]
[{"$nulls":13},51.87173080444336,-46.58704376220703,37.85762023925781,null,{"v":-0.39543899627074874,"d":"-0.39544"},{"v":0.6948411111313813,"d":"0.69484"},{"v":0.6412185174937891,"d":"0.64122"},{"v":-0.2676620678044608,"d":"-0.26766"},"OK",null,{"v":5.899212871740834,"d":"5.89921"},53.56364813481529,-47.90229219023472]
[{"$nulls":13},51.409767150878906,-45.059627532958984,38.256038665771484,null,{"v":2.2773230611297586,"d":"2.27732"},{"v":0.9446916660103,"d":"0.94469"},{"v":-0.6132899113075914,"d":"-0.61329"},{"v":0.7185525927290519,"d":"0.71855"},"OK",null,{"v":5.934119456780721,"d":"5.93412"},53.61307869899116,-47.8971231336805]
[{"$nulls":13},52.992733001708984,-44.58036422729492,38.47686767578125,null,{"v":1.3711697781029375,"d":"1.37117"},{"v":2.060004257649741,"d":"2.06000"},{"v":0.40850566250291526,"d":"0.40851"},{"v":2.0190940209009867,"d":"2.01909"},"NG",null,{"v":5.969026041820607,"d":"5.96903"},53.65993480226713,-47.88964272481732]
[{"$nulls":13},52.55670928955078,-46.37385177612305,38.12782287597656,null,{"v":0.27081920528027814,"d":"0.27082"},{"v":1.1208923557296988,"d":"1.12089"},{"v":1.080038144226857,"d":"1.08004"},{"v":0.29986210188731843,"d":"0.29986"},"OK",null,{"v":6.003932626860493,"d":"6.00393"},53.70415935769899,-47.8798600773711]
[{"$nulls":13},52.91050720214844,-45.277713775634766,38.41299057006836,null,{"v":1.0841265381254819,"d":"1.08413"},{"v":1.5846854442508138,"d":"1.58469"},{"v":0.7411334995273754,"d":"0.74113"},{"v":1.4006959317063448,"d":"1.40070"},"NG",null,{"v":6.03883921190038,"d":"6.03884"},53.74569848447822,-47.86778710999084]
[{"$nulls":13},52.363975524902344,-45.81401824951172,38.27465057373047,null,{"v":0.8228925290505553,"d":"0.82289"},{"v":0.8837663260981183,"d":"0.88377"},{"v":0.6010525677680119,"d":"0.60105"},{"v":0.6479033337809316,"d":"0.64790"},"OK",null,{"v":6.073745796940266,"d":"6.07375"},53.78450157357744,-47.85343853172761]
[{"$nulls":13},49.962059020996094,-44.97892379760742,38.33563995361328,null,{"v":3.166356337288244,"d":"3.16636"},{"v":1.8460387498619695,"d":"1.84604"},{"v":-1.8454727463580578,"d":"-1.84547"},{"v":-0.04571004749057789,"d":"-0.04571"},"OK",null,{"v":6.108652381980153,"d":"6.10865"},53.820521349409745,-47.836831824113794]
[{"$nulls":13},50.63447189331055,-46.187652587890625,38.094478607177734,null,{"v":-2.3172246969192827,"d":"-2.31722"},{"v":0.8856367185316325,"d":"0.88564"},{"v":-0.6013660153498896,"d":"-0.60137"},{"v":-0.65016252798333,"d":"-0.65016"},"OK",null,{"v":6.14355896702004,"d":"6.14356"},53.85371392742671,-47.81798721986454]
[{"$nulls":13},51.04285430908203,-46.18679428100586,38.044639587402344,null,{"v":-2.1428207682788996,"d":"-2.14282"},{"v":0.49383629488056363,"d":"0.49384"},{"v":-0.26733102922326074,"d":"-0.26733"},{"v":-0.4152209134374076,"d":"-0.41522"},"OK",null,{"v":6.178465552059927,"d":"6.17847"},53.88403886758494,-47.796927678227355]
[{"$nulls":13},51.8120231628418,-46.078575134277344,38.08150863647461,null,{"v":0.36416996443564165,"d":"0.36417"},{"v":0.321764674687109,"d":"0.32176"},{"v":0.3006632572119786,"d":"0.30066"},{"v":0.11460415192821181,"d":"0.11460"},"OK",null,{"v":6.213372137099814,"d":"6.21337"},53.911459223616056,-47.77367885700973]
[{"$nulls":13},52.37255859375,-47.46981430053711,37.776187896728516,null,{"v":-0.4241921115575855,"d":"-0.42419"},{"v":1.7093017807252087,"d":"1.70930"},{"v":1.5578090044321211,"d":"1.55781"},{"v":-0.7035223402995624,"d":"-0.70352"},"OK",null,{"v":6.2482787221397,"d":"6.24828"},53.93594158804001,-47.74826908131912]
[{"$nulls":13},52.298946380615234,-46.171180725097656,38.056400299072266,null,{"v":0.3997983171459909,"d":"0.39980"},{"v":0.8170790413069854,"d":"0.81708"},{"v":0.7526437912317618,"d":"0.75264"},{"v":0.31803377692223556,"d":"0.31803"},"OK",null,{"v":6.283185307179586,"d":"6.28319"},53.95745613286697,-47.72072930905314]
[{"$nulls":13},54.04390335083008,-47.60969161987305,37.758663177490234,null,{"v":0.046701967664354194,"d":"0.04670"},{"v":3.0104071766879,"d":"3.01041"},{"v":3.0071248132569997,"d":"3.00712"},{"v":0.14054083729673594,"d":"0.14054"},"NG"]
[{"$nulls":13},51.34068298339844,-45.179813385009766,38.33521270751953,null,{"v":2.373517241026443,"d":"2.37352"},{"v":0.835516603777544,"d":"0.83552"},{"v":-0.6009445756081192,"d":"-0.60094"},{"v":0.5804770557353142,"d":"0.58048"},"OK"]
[{"$nulls":13},51.14706039428711,-45.65951156616211,38.0304069519043,null,{"v":2.985013767263987,"d":"2.98501"},{"v":0.4904067075990604,"d":"0.49041"},{"v":-0.4844073420297514,"d":"-0.48441"},{"v":0.07647395534312201,"d":"0.07647"},"OK"]
[{"$nulls":13},50.824729919433594,-44.09946060180664,38.533485412597656,null,{"v":2.523054102680321,"d":"2.52305"},{"v":2.01693819582885,"d":"2.01694"},{"v":-1.6432534821036724,"d":"-1.64325"},{"v":1.1695117268960977,"d":"1.16951"},"NG"]
[{"$nulls":13},50.86952590942383,-46.915042877197266,37.85997772216797,null,{"v":-1.5632433649200757,"d":"-1.56324"},{"v":1.1112160213015745,"d":"1.11122"},{"v":0.008392892444501348,"d":"0.00839"},{"v":-1.1111843255525684,"d":"-1.11118"},"NG"]
[{"$nulls":13},51.42648696899414,-44.91819763183594,38.377540588378906,null,{"v":2.249511470018965,"d":"2.24951"},{"v":1.084297251445858,"d":"1.08430"},{"v":-0.680714696797995,"d":"-0.68071"},{"v":0.8439952790485595,"d":"0.84400"},"OK"]
[{"$nulls":13},51.27580642700195,-45.4241828918457,38.11326217651367,null,{"v":2.552952093917553,"d":"2.55295"},{"v":0.617922406307465,"d":"0.61792"},{"v":-0.5139237485229099,"d":"-0.51392"},{"v":0.34308961062814,"d":"0.34309"},"OK"]
[{"$nulls":13},49.76841735839844,-44.69486618041992,38.37757873535156,null,{"v":3.1065782603722845,"d":"3.10658"},{"v":2.168352538612559,"d":"2.16835"},{"v":-2.1670234659192227,"d":"-2.16702"},{"v":0.07590803556256581,"d":"0.07591"},"OK"]
[{"$nulls":13},51.927433013916016,-46.34235382080078,38.06793975830078,null,{"v":-0.06445662558037335,"d":"-0.06446"},{"v":0.5476359374641352,"d":"0.54764"},{"v":0.546498711651986,"d":"0.54650"},{"v":-0.03527432727837179,"d":"-0.03527"},"OK"]
[{"$nulls":13},50.62948226928711,-45.43484878540039,38.136592864990234,null,{"v":3.1766362935455454,"d":"3.17664"},{"v":1.037881021528448,"d":"1.03788"},{"v":-1.0372437983727878,"d":"-1.03724"},{"v":-0.0363636849910221,"d":"-0.03636"},"OK"]
[{"$nulls":13},52.544342041015625,-46.66135787963867,38.0233268737793,null,{"v":0.0463359936935962,"d":"0.04634"},{"v":1.2361409885578754,"d":"1.23614"},{"v":1.234814213590721,"d":"1.23481"},{"v":0.05725732710466905,"d":"0.05726"},"OK"]
[{"$nulls":13},52.06288528442383,-46.316749572753906,38.1068000793457,null,{"$f":"(ATAN2($N195-$A$3, $O195-$A$6))-$C$15","v":{"v":0.09830494045089633,"d":"0.09830"}},{"$f":"SQRT(($N195-$A$3)^2+($O195-$A$6)^2)","v":{"v":0.6458870917278623,"d":"0.64589"}},{"v":0.6427687225918713,"d":"0.64277"},{"v":0.06339167546523727,"d":"0.06339"},{"$f":"IF(($T195/$A$9)^2 +($U195/$A$12)^2<=1, \"OK\", \"NG\")","v":"OK"}]
[{"$nulls":13},53.3822021484375,-47.28022384643555,37.7255744934082,null,{"v":0.013570013225275956,"d":"0.01357"},{"v":2.276325553290866,"d":"2.27633"},{"$f":"$S196*COS($R196)","v":{"v":2.27611596922784,"d":"2.27612"}},{"$f":"$S196*SIN($R196)","v":{"v":0.030888819837869157,"d":"0.03089"}},"OK"]
[{"$nulls":13},51.86559295654297,-46.990901947021484,37.8849983215332,null,{"v":-0.6064753304077941,"d":"-0.60648"},{"v":1.0561935800244184,"d":"1.05619"},{"v":0.8678342252757255,"d":"0.86783"},{"v":-0.6020038504236324,"d":"-0.60200"},"OK"]
[{"$nulls":13},52.07605743408203,-46.42250061035156,37.949317932128906,null,{"v":-0.02194962299752401,"d":"-0.02195"},{"v":0.7143871031231014,"d":"0.71439"},{"v":0.7142150191977582,"d":"0.71422"},{"v":-0.01567926850853006,"d":"-0.01568"},"OK"]
[{"$nulls":13},51.11613845825195,-46.30682373046875,38.09693145751953,null,{"v":-1.8564083613840296,"d":"-1.85641"},{"v":0.49141681372532187,"d":"0.49142"},{"v":-0.1384541047366372,"d":"-0.13845"},{"v":-0.4715092212179142,"d":"-0.47151"},"OK"]
[{"$nulls":13},50.933197021484375,-44.55255889892578,38.44462203979492,null,{"v":2.5548966952095484,"d":"2.55490"},{"v":1.55446175814432,"d":"1.55446"},{"v":-1.294515927142348,"d":"-1.29452"},{"v":0.8605695044027051,"d":"0.86057"},"OK"]
[{"$nulls":13},51.67348861694336,-45.486385345458984,38.263771057128906,null,{"v":1.855914609960416,"d":"1.85591"},{"v":0.5421238913460709,"d":"0.54212"},{"v":-0.15248370797928673,"d":"-0.15248"},{"v":0.520237476897901,"d":"0.52024"},"OK"]
[{"$nulls":13},52.440582275390625,-46.58949279785156,37.934444427490234,null,{"v":0.05102157152869469,"d":"0.05102"},{"v":1.1100435917106448,"d":"1.11004"},{"v":1.108599071954529,"d":"1.10860"},{"v":0.05661159915976809,"d":"0.05661"},"OK"]
[{"$nulls":13},52.61753463745117,-47.115509033203125,37.79020309448242,null,{"v":-0.17362582082029132,"d":"-0.17363"},{"v":1.5790009718365892,"d":"1.57900"},{"v":1.555260478813934,"d":"1.55526"},{"v":-0.2727799701230753,"d":"-0.27278"},"OK"]
[{"$nulls":13},50.86275863647461,-45.976436614990234,38.1805534362793,null,{"v":3.7154975567175272,"d":"3.71550"},{"v":0.6376768684065759,"d":"0.63768"},{"v":-0.5355129680395972,"d":"-0.53551"},{"v":-0.34620463538525703,"d":"-0.34620"},"OK"]
[{"$nulls":13},52.003963470458984,-46.30021286010742,38.003578186035156,null,{"v":0.07361083489160247,"d":"0.07361"},{"v":0.5866062912473256,"d":"0.58661"},{"v":0.5850177295206221,"d":"0.58502"},{"v":0.04314159335813017,"d":"0.04314"},"OK"]
[{"$nulls":13},51.56813430786133,-47.31424331665039,37.78056335449219,null,{"v":-0.9081344663036157,"d":"-0.90813"},{"v":1.3160082747718425,"d":"1.31601"},{"v":0.809631355633333,"d":"0.80963"},{"v":-1.0374848660309666,"d":"-1.03748"},"NG"]
[{"$nulls":13},52.152305603027344,-46.02528762817383,38.18143844604492,null,{"v":0.5721181054461617,"d":"0.57212"},{"v":0.6527955758731245,"d":"0.65280"},{"v":0.5488418558727268,"d":"0.54884"},{"v":0.35343271088243267,"d":"0.35343"},"OK"]
[{"$nulls":13},53.590267181396484,-46.33903503417969,38.03239822387695,null,{"v":0.4500685674059545,"d":"0.45007"},{"v":2.1175839166428387,"d":"2.11758"},{"v":1.9067091414540593,"d":"1.90671"},{"v":0.9212067595930618,"d":"0.92121"},"NG"]
[{"$nulls":13},52.576229095458984,-45.19249725341797,38.419227600097656,null,{"v":1.2545631087550575,"d":"1.25456"},{"v":1.34548495036176,"d":"1.34548"},{"v":0.4184307159403161,"d":"0.41843"},{"v":1.2787671749023208,"d":"1.27877"},"NG"]
[{"$nulls":13},54.223777770996094,-47.6792106628418,37.848026275634766,null,{"v":0.058401202066373115,"d":"0.05840"},{"v":3.1997990243098138,"d":"3.19980"},{"v":3.1943437971758395,"d":"3.19434"},{"v":0.1867659000414042,"d":"0.18677"},"NG"]
[{"$nulls":13},50.400482177734375,-44.48298645019531,38.39752197265625,null,{"v":2.808832774174663,"d":"2.80883"},{"v":1.8735713361841235,"d":"1.87357"},{"v":-1.77079549763429,"d":"-1.77080"},{"v":0.6120072363370301,"d":"0.61201"},"OK"]
[{"$nulls":13},53.60837173461914,-45.322235107421875,38.2780876159668,null,{"v":0.9218953204940601,"d":"0.92190"},{"v":2.214632389574478,"d":"2.21463"},{"v":1.3383270447655866,"d":"1.33833"},{"v":1.7645048433488004,"d":"1.76450"},"NG"]
[{"$nulls":13},53.917781829833984,-45.68206787109375,38.241641998291016,null,{"v":0.7416125163556491,"d":"0.74161"},{"v":2.4385958696073917,"d":"2.43860"},{"v":1.7981725510537396,"d":"1.79817"},{"v":1.647217439169194,"d":"1.64722"},"NG"]
[{"$nulls":13},51.78280258178711,-47.62819290161133,37.775997161865234,null,{"v":-0.7879557303014018,"d":"-0.78796"},{"v":1.652570550724831,"d":"1.65257"},{"v":1.1655513951994105,"d":"1.16555"},{"v":-1.1715286467994193,"d":"-1.17153"},"NG"]
[{"$nulls":13},47.9118537902832,-44.20008850097656,38.56547927856445,null,{"v":3.287509423108509,"d":"3.28751"},{"v":4.014283824871108,"d":"4.01428"},{"v":-3.9716241262544445,"d":"-3.97162"},{"v":-0.5836749321115593,"d":"-0.58367"},"NG"]
[{"$nulls":13},51.65095520019531,-46.30898666381836,38.01459503173828,null,{"v":-0.5054859781600489,"d":"-0.50549"},{"v":0.34388985283605955,"d":"0.34389"},{"v":0.3008827303489775,"d":"0.30088"},{"v":-0.16652271154815845,"d":"-0.16652"},"OK"]
[{"$nulls":13},52.573219299316406,-45.95176696777344,38.15647506713867,null,{"v":0.6557773988136508,"d":"0.65578"},{"v":1.0743026062627636,"d":"1.07430"},{"v":0.8514644522665167,"d":"0.85146"},{"v":0.6550834880757164,"d":"0.65508"},"OK"]
[{"$nulls":13},51.7200813293457,-45.92892074584961,38.169403076171875,null,{"v":0.9232582790483767,"d":"0.92326"},{"v":0.2312748406056043,"d":"0.23127"},{"v":0.13951068554930027,"d":"0.13951"},{"v":0.1844581809373386,"d":"0.18446"},"OK"]
[{"$nulls":13},53.26716613769531,-46.69097137451172,37.9544792175293,null,{"v":0.23813685700926007,"d":"0.23814"},{"v":1.8974502888380453,"d":"1.89745"},{"v":1.8439026529044127,"d":"1.84390"},{"v":0.44759424172307033,"d":"0.44759"},"OK"]
[{"$nulls":13},51.58536148071289,-45.438079833984375,38.31711959838867,null,{"v":2.0309038446136247,"d":"2.03090"},{"v":0.5683668316892927,"d":"0.56837"},{"v":-0.25238013490753064,"d":"-0.25238"},{"v":0.5092593866278573,"d":"0.50926"},"OK"]
[{"$nulls":13},52.999942779541016,-46.204124450683594,38.0260009765625,null,{"v":0.4756079830621254,"d":"0.47561"},{"v":1.5137685203703064,"d":"1.51377"},{"v":1.3457621691727462,"d":"1.34576"},{"v":0.6931228731527851,"d":"0.69312"},"OK"]
[{"$nulls":13},48.62259292602539,-44.9185905456543,38.23848342895508,null,{"v":3.392961711954001,"d":"3.39296"},{"v":3.073909217479819,"d":"3.07391"},{"v":-2.9773048679578453,"d":"-2.97730"},{"v":-0.7645741301809209,"d":"-0.76457"},"NG"]
[{"$nulls":13},50.863609313964844,-45.62989044189453,38.214759826660156,null,{"v":3.2256956072473555,"d":"3.22570"},{"v":0.7361889636997571,"d":"0.73619"},{"v":-0.7335868528297674,"d":"-0.73359"},{"v":-0.06184270069005204,"d":"-0.06184"},"OK"]
[{"$nulls":13},52.59320068359375,-47.47338104248047,37.71102523803711,null,{"v":-0.32159070381995736,"d":"-0.32159"},{"v":1.8346496752651922,"d":"1.83465"},{"v":1.74059422251708,"d":"1.74059"},{"v":-0.5798889406522912,"d":"-0.57989"},"OK"]
[{"$nulls":13},50.3891716003418,-44.12199401855469,38.59716033935547,null,{"v":2.7158028336475883,"d":"2.71580"},{"v":2.1819363418375834,"d":"2.18194"},{"v":-1.9871173327176372,"d":"-1.98712"},{"v":0.9012274440143944,"d":"0.90123"},"NG"]
[{"$nulls":13},51.07057189941406,-45.24824523925781,38.27291488647461,null,{"v":2.7006612122644134,"d":"2.70066"},{"v":0.8657619267855278,"d":"0.86576"},{"v":-0.7829557231465467,"d":"-0.78296"},{"v":0.3694916094628641,"d":"0.36949"},"OK"]
[{"$nulls":13},52.826271057128906,-47.7262077331543,37.755760192871094,null,{"v":-0.3048111380670522,"d":"-0.30481"},{"v":2.17687575552201,"d":"2.17688"},{"v":2.076529727712725,"d":"2.07653"},{"v":-0.6533087668972761,"d":"-0.65331"},"OK"]
[{"$nulls":13},50.87092590332031,-45.16518020629883,38.41233444213867,null,{"v":2.827427474715889,"d":"2.82743"},{"v":1.0453029738160282,"d":"1.04530"},{"v":-0.9941402945708506,"d":"-0.99414"},{"v":0.3230222620489408,"d":"0.32302"},"OK"]
[{"$nulls":13},51.577911376953125,-46.083648681640625,38.08236312866211,null,{"v":-0.21002990878839556,"d":"-0.21003"},{"v":0.11431222418860798,"d":"0.11431"},{"v":0.11180017642541545,"d":"0.11180"},{"v":-0.023832858624020566,"d":"-0.02383"},"OK"]
[{"$nulls":13},50.80851745605469,-44.342185974121094,38.72944641113281,null,{"v":2.5768261303668996,"d":"2.57683"},{"v":1.7962448198900693,"d":"1.79624"},{"v":-1.517312400559359,"d":"-1.51731"},{"v":0.961383654994562,"d":"0.96138"},"NG"]
[{"$nulls":13},52.932621002197266,-44.523895263671875,38.4336051940918,null,{"v":1.4112116982569385,"d":"1.41121"},{"v":2.057009511049237,"d":"2.05701"},{"v":0.326875528297248,"d":"0.32688"},{"v":2.0308718614298185,"d":"2.03087"},"NG"]
[{"$nulls":13},51.19383239746094,-45.78400802612305,38.07425308227539,null,{"v":3.1380703974215765,"d":"3.13807"},{"v":0.37468804841331643,"d":"0.37469"},{"v":-0.3746857241717036,"d":"-0.37469"},{"v":1.3197445608216663E-3,"d":"0.00132"},"OK"]
[{"$nulls":13},51.21104431152344,-44.38941955566406,38.522735595703125,null,{"v":2.359183833370238,"d":"2.35918"},{"v":1.6362960482688669,"d":"1.63630"},{"v":-1.1604896346434004,"d":"-1.16049"},{"v":1.1535720894099064,"d":"1.15357"},"NG"]
[{"$nulls":13},52.5438346862793,-46.85426330566406,37.997249603271484,null,{"v":-0.07498863980347903,"d":"-0.07499"},{"v":1.3488352930153813,"d":"1.34884"},{"v":1.3450446197337018,"d":"1.34504"},{"v":-0.10105255370009747,"d":"-0.10105"},"OK"]
[{"$nulls":13},50.18757247924805,-46.68669128417969,37.82137680053711,null,{"v":-2.0486750616193854,"d":"-2.04868"},{"v":1.4812194020453104,"d":"1.48122"},{"v":-0.6812077469519873,"d":"-0.68121"},{"v":-1.315282069553168,"d":"-1.31528"},"NG"]
[{"$nulls":13},52.5171012878418,-44.97799301147461,38.376773834228516,null,{"v":1.3986692038159259,"d":"1.39867"},{"v":1.4418714624834559,"d":"1.44187"},{"v":0.24696147278031644,"d":"0.24696"},{"v":1.4205644460165674,"d":"1.42056"},"NG"]
[{"$nulls":13},52.500186920166016,-44.273353576660156,38.51993942260742,null,{"v":1.656627463685584,"d":"1.65663"},{"v":1.9954151814856613,"d":"1.99542"},{"v":-0.17105854201244472,"d":"-0.17106"},{"v":1.9880695967968605,"d":"1.98807"},"NG"]
[{"$nulls":13},51.524356842041016,-44.965999603271484,38.29670715332031,null,{"v":2.15810998942243,"d":"2.15811"},{"v":1.0342872309899889,"d":"1.03429"},{"v":-0.5731263057907879,"d":"-0.57313"},{"v":0.8609740494344431,"d":"0.86097"},"OK"]
[{"$nulls":13},52.02898406982422,-46.318603515625,38.007728576660156,null,{"v":0.06876125688989876,"d":"0.06876"},{"v":0.6175211302428473,"d":"0.61752"},{"v":0.6160618512939219,"d":"0.61606"},{"v":0.04242807651436984,"d":"0.04243"},"OK"]
[{"$nulls":13},49.232826232910156,-45.04385757446289,38.251495361328125,null,{"v":3.3533575123537043,"d":"3.35336"},{"v":2.4605457175375425,"d":"2.46055"},{"v":-2.405580791153641,"d":"-2.40558"},{"v":-0.51717142740581,"d":"-0.51717"},"OK"]
[{"$nulls":13},53.443939208984375,-47.00229263305664,37.96797180175781,null,{"v":0.13481664206265376,"d":"0.13482"},{"v":2.18711914867627,"d":"2.18712"},{"v":2.167273213662611,"d":"2.16727"},{"v":0.29396766462818585,"d":"0.29397"},"OK"]
[{"$nulls":13},49.58757781982422,-44.82554244995117,38.260066986083984,null,{"v":3.201720361035221,"d":"3.20172"},{"v":2.244261377846837,"d":"2.24426"},{"v":-2.240205714637189,"d":"-2.24021"},{"v":-0.13486099585078365,"d":"-0.13486"},"OK"]
[{"$nulls":13},51.3731689453125,-44.20563507080078,38.517494201660156,null,{"v":2.252227180736611,"d":"2.25223"},{"v":1.7988417427815213,"d":"1.79884"},{"v":-1.1330993593299787,"d":"-1.13310"},{"v":1.3971103955877118,"d":"1.39711"},"NG"]
[{"$nulls":13},51.02085876464844,-44.34473419189453,38.47856521606445,null,{"v":2.4634252623901416,"d":"2.46343"},{"v":1.7232182737242754,"d":"1.72322"},{"v":-1.3419109858682543,"d":"-1.34191"},{"v":1.0810902482694782,"d":"1.08109"},"NG"]
[{"$nulls":13},50.856231689453125,-45.23955535888672,38.3663215637207,null,{"v":2.8841599610403836,"d":"2.88416"},{"v":0.9963501843540176,"d":"0.99635"},{"v":-0.9635172549249492,"d":"-0.96352"},{"v":0.25366944893734306,"d":"0.25367"},"OK"]
[{"$nulls":13},52.16790771484375,-47.13036346435547,37.81597900390625,null,{"v":-0.4262454093906187,"d":"-0.42625"},{"v":1.312944125657104,"d":"1.31294"},{"v":1.1954678176770792,"d":"1.19547"},{"v":-0.5428434157249203,"d":"-0.54284"},"OK"]
[{"$nulls":13},51.314815521240234,-45.537654876708984,38.198062896728516,null,{"v":2.5626273394516916,"d":"2.56263"},{"v":0.4980525114930257,"d":"0.49805"},{"v":-0.4168845125281992,"d":"-0.41688"},{"v":0.27251349951632897,"d":"0.27251"},"OK"]
[{"$nulls":13},52.19289779663086,-47.72312545776367,37.62283706665039,null,{"v":-0.5776011662123892,"d":"-0.57760"},{"v":1.8572206922628134,"d":"1.85722"},{"v":1.5559328060433586,"d":"1.55593"},{"v":-1.0140718923464964,"d":"-1.01407"},"NG"]
[{"$nulls":13},50.54725646972656,-46.670921325683594,37.79380798339844,null,{"v":-1.9171886863756786,"d":"-1.91719"},{"v":1.1652706379785442,"d":"1.16527"},{"v":-0.39561714744908205,"d":"-0.39562"},{"v":-1.0960578143415496,"d":"-1.09606"},"NG"]
[{"$nulls":13},51.003456115722656,-45.39060592651367,38.234371185302734,null,{"v":2.865371433972925,"d":"2.86537"},{"v":0.7860769464966469,"d":"0.78608"},{"v":-0.7562790188887183,"d":"-0.75628"},{"v":0.21438052943821656,"d":"0.21438"},"OK"]
[{"$nulls":13},50.918087005615234,-46.48484420776367,38.03082275390625,null,{"v":-1.8360736136316838,"d":"-1.83607"},{"v":0.7574276459410674,"d":"0.75743"},{"v":-0.19858000607407608,"d":"-0.19858"},{"v":-0.7309327055368686,"d":"-0.73093"},"OK"]
[{"$nulls":13},52.122100830078125,-43.89584732055664,38.72671890258789,null,{"v":1.894196822778759,"d":"1.89420"},{"v":2.1941895864287937,"d":"2.19419"},{"v":-0.6972972287012521,"d":"-0.69730"},{"v":2.0804433460294263,"d":"2.08044"},"NG"]
[{"$nulls":13},51.06297302246094,-46.9625244140625,37.90193557739258,null,{"v":-1.3861416587353173,"d":"-1.38614"},{"v":1.057093102221033,"d":"1.05709"},{"v":0.19408978125828516,"d":"0.19409"},{"v":-1.0391222178234851,"d":"-1.03912"},"NG"]
[{"$nulls":13},51.30563735961914,-44.62155532836914,38.351314544677734,null,{"v":2.321739529429018,"d":"2.32174"},{"v":1.392079936183022,"d":"1.39208"},{"v":-0.9498559366625031,"d":"-0.94986"},{"v":1.0176739400762533,"d":"1.01767"},"NG"]
[{"$nulls":13},51.924495697021484,-47.17224884033203,37.82415008544922,null,{"v":-0.6124992926703656,"d":"-0.61250"},{"v":1.2467413286041127,"d":"1.24674"},{"v":1.0201008303613224,"d":"1.02010"},{"v":-0.716769304829447,"d":"-0.71677"},"OK"]
[{"$nulls":13},50.92431640625,-45.50984573364258,38.2607536315918,null,{"v":3.0471342404555743,"d":"3.04713"},{"v":0.7560838610506757,"d":"0.75608"},{"v":-0.7527133300434975,"d":"-0.75271"},{"v":0.07131232513476468,"d":"0.07131"},"OK"]
[{"$nulls":13},50.022037506103516,-46.538185119628906,38.021209716796875,null,{"v":-2.1815117516240923,"d":"-2.18151"},{"v":1.5729006187152117,"d":"1.57290"},{"v":-0.9019856952438517,"d":"-0.90199"},{"v":-1.2885799012595847,"d":"-1.28858"},"NG"]
[{"$nulls":13},53.98503112792969,-46.49055099487305,38.01521682739258,null,{"v":0.4159686578690114,"d":"0.41597"},{"v":2.5329863768584366,"d":"2.53299"},{"v":2.316986820053125,"d":"2.31699"},{"v":1.0235194483010754,"d":"1.02352"},"NG"]
[{"$nulls":13},51.154300689697266,-47.016544342041016,37.70828628540039,null,{"$f":"(ATAN2($N259-$A$3, $O259-$A$6))-$C$15","v":{"v":-1.2877350527267672,"d":"-1.28774"}},{"$f":"SQRT(($N259-$A$3)^2+($O259-$A$6)^2)","v":{"v":1.0737180321105666,"d":"1.07372"}},{"v":0.29988558435692525,"d":"0.29989"},{"v":-1.0309893543457629,"d":"-1.03099"},{"$f":"IF(($T259/$A$9)^2 +($U259/$A$12)^2<=1, \"OK\", \"NG\")","v":"NG"}]
[{"$nulls":13},50.58175277709961,-46.42703628540039,38.04090881347656,null,{"v":-2.095423784551837,"d":"-2.09542"},{"v":1.0126884769823559,"d":"1.01269"},{"$f":"$S260*COS($R260)","v":{"v":-0.5072461390290004,"d":"-0.50725"}},{"$f":"$S260*SIN($R260)","v":{"v":-0.8764926159717579,"d":"-0.87649"}},"OK"]
[{"$nulls":13},51.5777473449707,-46.43726348876953,38.0069694519043,null,{"v":-0.7839657171591354,"d":"-0.78397"},{"v":0.4441216142689922,"d":"0.44412"},{"v":0.31449093020564634,"d":"0.31449"},{"v":-0.3135912356544468,"d":"-0.31359"},"OK"]
[{"$nulls":13},50.243526458740234,-46.358726501464844,37.993255615234375,null,{"v":-2.2526234483537797,"d":"-2.25262"},{"v":1.3066791736073022,"d":"1.30668"},{"v":-0.823485801583082,"d":"-0.82349"},{"v":-1.0145351631807205,"d":"-1.01454"},"NG"]
[{"$nulls":13},50.26753234863281,-45.03535461425781,38.42945861816406,null,{"v":3.088358652442526,"d":"3.08836"},{"v":1.5650933620395446,"d":"1.56509"},{"v":-1.5628762588339682,"d":"-1.56288"},{"v":0.08327683635552093,"d":"0.08328"},"OK"]
[{"$nulls":13},51.240726470947266,-45.366127014160156,38.23444747924805,null,{"v":2.569928728982563,"d":"2.56993"},{"v":0.6848486877004131,"d":"0.68485"},{"v":-0.5759590496707834,"d":"-0.57596"},{"v":0.3705251653360484,"d":"0.37053"},"OK"]
[{"$nulls":13},52.15848922729492,-47.0792236328125,37.90353012084961,null,{"v":-0.412081134269187,"d":"-0.41208"},{"v":1.2642514433784418,"d":"1.26425"},{"v":1.1584200420153377,"d":"1.15842"},{"v":-0.5063543406959764,"d":"-0.50635"},"OK"]
[{"$nulls":13},52.034767150878906,-44.8598747253418,38.39839172363281,null,{"v":1.7430852661319276,"d":"1.74309"},{"v":1.2593099489695085,"d":"1.25931"},{"v":-0.2158933871711538,"d":"-0.21589"},{"v":1.2406657861605406,"d":"1.24067"},"NG"]
[{"$nulls":13},51.55284881591797,-46.41570281982422,38.035484313964844,null,{"v":-0.8334781934507862,"d":"-0.83348"},{"v":0.41904872241034,"d":"0.41905"},{"v":0.28172855757331305,"d":"0.28173"},{"v":-0.31021097917610624,"d":"-0.31021"},"OK"]
[{"$nulls":13},50.630882263183594,-45.62133026123047,38.2629280090332,null,{"v":3.3415639669074126,"d":"3.34156"},{"v":0.9480276427977493,"d":"0.94803"},{"v":-0.9291356101583905,"d":"-0.92914"},{"v":-0.18831736362920032,"d":"-0.18832"},"OK"]
[{"$nulls":13},52.2468376159668,-46.30065155029297,38.08022689819336,null,{"v":0.2281486146502797,"d":"0.22815"},{"v":0.8050824674010323,"d":"0.80508"},{"v":0.7842202046715769,"d":"0.78422"},{"v":0.18208912625800644,"d":"0.18209"},"OK"]
[{"$nulls":13},50.320655822753906,-45.308326721191406,38.32680892944336,null,{"v":3.222031627436772,"d":"3.22203"},{"v":1.367210522568524,"d":"1.36721"},{"v":-1.3627896880897337,"d":"-1.36279"},{"v":-0.10985845010004108,"d":"-0.10986"},"OK"]
[{"$nulls":13},53.533390045166016,-45.913368225097656,38.190067291259766,null,{"v":0.6534440909384259,"d":"0.65344"},{"v":2.0352346646524526,"d":"2.03523"},{"v":1.6159656676113747,"d":"1.61597"},{"v":1.2372692113296546,"d":"1.23727"},"NG"]
[{"$nulls":13},48.85283279418945,-46.24805450439453,37.97229766845703,null,{"v":-2.437294605237118,"d":"-2.43729"},{"v":2.6587638580116955,"d":"2.65876"},{"v":-2.026154209563048,"d":"-2.02615"},{"v":-1.7215470867040423,"d":"-1.72155"},"NG"]
[{"$nulls":13},53.40538787841797,-45.17869186401367,38.353458404541016,null,{"v":1.017844989379763,"d":"1.01784"},{"v":2.074861446328276,"d":"2.07486"},{"v":1.0897193819843858,"d":"1.08972"},{"v":1.7656618277538405,"d":"1.76566"},"NG"]
[{"$nulls":13},53.45988464355469,-46.75358581542969,37.971580505371094,null,{"v":0.24378740301047724,"d":"0.24379"},{"v":2.0997712726052598,"d":"2.09977"},{"v":2.037682578837282,"d":"2.03768"},{"v":0.5068422882528225,"d":"0.50684"},"OK"]
[{"$nulls":13},50.742759704589844,-45.818382263183594,38.19929885864258,null,{"v":3.5170626735608,"d":"3.51706"},{"v":0.7787155240003721,"d":"0.77872"},{"v":-0.724466590264526,"d":"-0.72447"},{"v":-0.28556264971047157,"d":"-0.28556"},"OK"]
[{"$nulls":13},50.24168014526367,-44.91551971435547,38.40837478637695,null,{"v":3.0411256161777596,"d":"3.04113"},{"v":1.661164154072468,"d":"1.66116"},{"v":-1.652787618909645,"d":"-1.65279"},{"v":0.1666116249073993,"d":"0.16661"},"OK"]
[{"$nulls":13},51.95298767089844,-44.275821685791016,38.54006576538086,null,{"v":1.9247411646517132,"d":"1.92474"},{"v":1.7826914172605774,"d":"1.78269"},{"v":-0.6178822764435793,"d":"-0.61788"},{"v":1.6721872447879234,"d":"1.67219"},"NG"]
[{"$nulls":13},51.379695892333984,-47.3060302734375,37.694332122802734,null,{"v":-1.0517862085148812,"d":"-1.05179"},{"v":1.3115594357315825,"d":"1.31156"},{"v":0.6505608342738838,"d":"0.65056"},{"v":-1.1388409697431048,"d":"-1.13884"},"NG"]
[{"$nulls":13},52.8311882019043,-46.482093811035156,37.9812126159668,null,{"v":0.26340497566183985,"d":"0.26340"},{"v":1.4157953494511826,"d":"1.41580"},{"v":1.3669631870437315,"d":"1.36696"},{"v":0.3686300541123042,"d":"0.36863"},"OK"]
[{"$nulls":13},52.92005920410156,-45.963565826416016,38.188201904296875,null,{"v":0.6365164097201573,"d":"0.63652"},{"v":1.4205265193435535,"d":"1.42053"},{"v":1.1423466166054963,"d":"1.14235"},{"v":0.8443576254693778,"d":"0.84436"},"OK"]
[{"$nulls":13},51.797569274902344,-46.712158203125,37.861148834228516,null,{"v":-0.5641393175909413,"d":"-0.56414"},{"v":0.7718269104171838,"d":"0.77183"},{"v":0.6522316441204498,"d":"0.65223"},{"v":-0.4126871236809679,"d":"-0.41269"},"OK"]
[{"$nulls":13},51.402015686035156,-44.361167907714844,38.55259323120117,null,{"v":2.24137958499894,"d":"2.24138"},{"v":1.6417586766900012,"d":"1.64176"},{"v":-1.020259522363205,"d":"-1.02026"},{"v":1.2862511650195343,"d":"1.28625"},"NG"]
[{"$nulls":13},52.516178131103516,-47.20771789550781,37.81268310546875,null,{"v":-0.26044892248590124,"d":"-0.26045"},{"v":1.578353733883141,"d":"1.57835"},{"v":1.525122920077968,"d":"1.52512"},{"v":-0.4064487518934031,"d":"-0.40645"},"OK"]
[{"$nulls":13},52.36491394042969,-44.7321662902832,38.45438003540039,null,{"v":1.5829832619732875,"d":"1.58298"},{"v":1.5347568015304132,"d":"1.53476"},{"v":-0.018703518668061237,"d":"-0.01870"},{"v":1.5346428308350115,"d":"1.53464"},"NG"]
[{"$nulls":13},50.769344329833984,-45.48533630371094,38.1463737487793,null,{"v":3.1387942993437115,"d":"3.13879"},{"v":0.8937205539897075,"d":"0.89372"},{"v":-0.8937170547245725,"d":"-0.89372"},{"v":2.5009434430056576E-3,"d":"0.00250"},"OK"]
[{"$nulls":13},51.20915222167969,-46.92033386230469,37.85047912597656,null,{"v":-1.2660233926057582,"d":"-1.26602"},{"v":0.9651978285608216,"d":"0.96520"},{"v":0.28963326480592155,"d":"0.28963"},{"v":-0.9207167969448521,"d":"-0.92072"},"OK"]
[{"$nulls":13},54.8869514465332,-46.2502555847168,38.225013732910156,null,{"v":0.537111110146542,"d":"0.53711"},{"v":3.396184323451144,"d":"3.39618"},{"v":2.917968907794039,"d":"2.91797"},{"v":1.737678166981034,"d":"1.73768"},"NG"]
[{"$nulls":13},51.192359924316406,-46.74385070800781,37.96259689331055,null,{"v":-1.3520873181315558,"d":"-1.35209"},{"v":0.80495732307392,"d":"0.80496"},{"v":0.17465124137488772,"d":"0.17465"},{"v":-0.7857819263997754,"d":"-0.78578"},"OK"]
[{"$nulls":13},52.06914138793945,-46.01591110229492,38.138179779052734,null,{"v":0.5829161917314727,"d":"0.58292"},{"v":0.5693637524833194,"d":"0.56936"},{"v":0.4753395647728154,"d":"0.47534"},{"v":0.31341247710242326,"d":"0.31341"},"OK"]
[{"$nulls":13},51.460655212402344,-46.00051498413086,38.15216827392578,null,{"v":-2.517639157557788,"d":"-2.51764"},{"v":0.03934815776830882,"d":"0.03935"},{"v":-0.03193398043018063,"d":"-0.03193"},{"v":-0.02298909336282234,"d":"-0.02299"},"OK"]
[{"$nulls":13},49.66416931152344,-45.7921257019043,38.127750396728516,null,{"v":3.6397063963085934,"d":"3.63971"},{"v":1.847562188550391,"d":"1.84756"},{"v":-1.6230562605447518,"d":"-1.62306"},{"v":-0.8827085678000396,"d":"-0.88271"},"NG"]
[{"$nulls":13},52.71931076049805,-45.832698822021484,38.148681640625,null,{"v":0.7472234072102149,"d":"0.74722"},{"v":1.2307349084263939,"d":"1.23073"},{"v":0.9028408886232913,"d":"0.90284"},{"v":0.8364130227640111,"d":"0.83641"},"OK"]
[{"$nulls":13},53.87501525878906,-47.114627838134766,37.84344482421875,null,{"v":0.1720664050554918,"d":"0.17207"},{"v":2.6235648833268557,"d":"2.62356"},{"v":2.5848228677096188,"d":"2.58482"},{"v":0.4492031161860751,"d":"0.44920"},"OK"]
[{"$nulls":13},49.56492614746094,-44.89048767089844,38.28963088989258,null,{"v":3.23184983865725,"d":"3.23185"},{"v":2.2305892547057478,"d":"2.23059"},{"v":-2.2215098299711715,"d":"-2.22151"},{"v":-0.20105347186805989,"d":"-0.20105"},"OK"]
[{"$nulls":13},53.42623519897461,-46.35920715332031,38.02619552612305,null,{"v":0.42650141696445604,"d":"0.42650"},{"v":1.9594417114997924,"d":"1.95944"},{"v":1.783912259934733,"d":"1.78391"},{"v":0.8105978470362413,"d":"0.81060"},"NG"]
[{"$nulls":13},51.862091064453125,-46.056602478027344,38.192073822021484,null,{"v":0.4557990792805201,"d":"0.45580"},{"v":0.36648844385005247,"d":"0.36649"},{"v":0.3290734833011167,"d":"0.32907"},{"v":0.161320866795659,"d":"0.16132"},"OK"]
[{"$nulls":13},51.040218353271484,-47.036163330078125,37.87482833862305,null,{"v":-1.3775626068777889,"d":"-1.37756"},{"v":1.1335932291906894,"d":"1.13359"},{"v":0.21768779449962103,"d":"0.21769"},{"v":-1.112495228480943,"d":"-1.11250"},"NG"]
[{"$nulls":13},50.326229095458984,-45.96239471435547,38.101131439208984,null,{"v":3.7204308352582043,"d":"3.72043"},{"v":1.1743731493249667,"d":"1.17437"},{"v":-0.9830663417096653,"d":"-0.98307"},{"v":-0.6424428859073903,"d":"-0.64244"},"OK"]
[{"$nulls":13},50.87211608886719,-46.904659271240234,37.8203010559082,null,{"v":-1.5666564295494456,"d":"-1.56666"},{"v":1.101202344213065,"d":"1.10120"},{"v":4.5588515292969796E-3,"d":"0.00456"},{"v":-1.101192907611143,"d":"-1.10119"},"NG"]
[{"$nulls":13},54.769561767578125,-47.28663635253906,37.8588981628418,null,{"v":0.23595794193823721,"d":"0.23596"},{"v":3.513611711001034,"d":"3.51361"},{"v":3.416252499809814,"d":"3.41625"},{"v":0.821392788638183,"d":"0.82139"},"NG"]
[{"$nulls":13},52.486732482910156,-46.537513732910156,37.97765350341797,null,{"v":0.11206853838201303,"d":"0.11207"},{"v":1.1236378446354736,"d":"1.12364"},{"v":1.1165891419545626,"d":"1.11659"},{"v":0.12566102803266524,"d":"0.12566"},"OK"]
[{"$nulls":13},51.50850296020508,-47.21876907348633,37.90739822387695,null,{"v":-0.9529545231126908,"d":"-0.95295"},{"v":1.2187987343359739,"d":"1.21880"},{"v":0.706022439139652,"d":"0.70602"},{"v":-0.9934800804496626,"d":"-0.99348"},"NG"]
[{"$nulls":13},52.43116760253906,-45.257972717285156,38.39740753173828,null,{"v":1.2836998215890816,"d":"1.28370"},{"v":1.1906626694036897,"d":"1.19066"},{"v":0.3371584807007223,"d":"0.33716"},{"v":1.1419289606639726,"d":"1.14193"},"NG"]
[{"$nulls":13},53.79463577270508,-47.48713302612305,37.66582107543945,null,{"v":0.035833120291755116,"d":"0.03583"},{"v":2.734395356703877,"d":"2.73440"},{"v":2.7326400456136195,"d":"2.73264"},{"v":0.09796095075343916,"d":"0.09796"},"OK"]
[{"$nulls":13},52.141056060791016,-45.029754638671875,38.40956497192383,null,{"v":1.5977903873582742,"d":"1.59779"},{"v":1.1628967857276233,"d":"1.16290"},{"v":-0.031387494035910304,"d":"-0.03139"},{"v":1.1624731220435953,"d":"1.16247"},"NG"]
[{"$nulls":13},51.65623092651367,-46.8218879699707,37.79521942138672,null,{"v":-0.7720843433438702,"d":"-0.77208"},{"v":0.8366050069070133,"d":"0.83661"},{"v":0.599392455730429,"d":"0.59939"},{"v":-0.583640832700497,"d":"-0.58364"},"OK"]
[{"$nulls":13},51.733909606933594,-46.25439453125,37.99531173706055,null,{"v":-0.21645949974905854,"d":"-0.21646"},{"v":0.34558686570200486,"d":"0.34559"},{"v":0.33752224136005765,"d":"0.33752"},{"v":-0.07422276155613268,"d":"-0.07422"},"OK"]
[{"$nulls":13},52.89888381958008,-48.2604866027832,37.51606369018555,null,{"v":-0.40577233231724863,"d":"-0.40577"},{"v":2.6583219560552283,"d":"2.65832"},{"v":2.4424603905754863,"d":"2.44246"},{"v":-1.049315425653858,"d":"-1.04932"},"NG"]
[{"$nulls":13},52.19224166870117,-45.54836654663086,38.212581634521484,null,{"v":1.1889409673031062,"d":"1.18894"},{"v":0.8265417739523627,"d":"0.82654"},{"v":0.3080048713382,"d":"0.30800"},{"v":0.7670099760239482,"d":"0.76701"},"OK"]
[{"$nulls":13},47.88607406616211,-44.84577178955078,38.29184341430664,null,{"v":3.44331430755334,"d":"3.44331"},{"v":3.793771661165558,"d":"3.79377"},{"v":-3.6223929202976204,"d":"-3.62239"},{"v":-1.1273743602018607,"d":"-1.12737"},"NG"]
[{"$nulls":13},53.38235092163086,-46.67000198364258,38.02097702026367,null,{"v":0.2689094359293528,"d":"0.26891"},{"v":1.9980359481875032,"d":"1.99804"},{"v":1.926228955649028,"d":"1.92623"},{"v":0.530838639012638,"d":"0.53084"},"OK"]
[{"$nulls":13},52.59931182861328,-46.556556701660156,38.051944732666016,null,{"v":0.14220835304508656,"d":"0.14221"},{"v":1.2321695738379148,"d":"1.23217"},{"v":1.219731341285164,"d":"1.21973"},{"v":0.1746348011669023,"d":"0.17463"},"OK"]
[{"$nulls":13},51.21084976196289,-43.81172561645508,38.68513870239258,null,{"v":2.313036680046717,"d":"2.31304"},{"v":2.207295321844321,"d":"2.20730"},{"v":-1.4920006312667256,"d":"-1.49200"},{"v":1.6266796716426744,"d":"1.62668"},"NG"]
[{"$nulls":13},52.15476608276367,-46.671695709228516,37.93160629272461,null,{"v":-0.18729522820103373,"d":"-0.18730"},{"v":0.9380265182465164,"d":"0.93803"},{"v":0.9216218064385374,"d":"0.92162"},{"v":-0.17466251695956184,"d":"-0.17466"},"OK"]
[{"$nulls":13},53.08373260498047,-47.27950668334961,37.75941848754883,null,{"v":-0.06867772944680806,"d":"-0.06868"},{"v":2.0360123567440693,"d":"2.03601"},{"v":2.031212684699897,"d":"2.03121"},{"v":-0.13971881164960415,"d":"-0.13972"},"OK"]
[{"$nulls":13},50.886661529541016,-45.141685485839844,38.216888427734375,null,{"v":2.802109039227525,"d":"2.80211"},{"v":1.054935014379062,"d":"1.05494"},{"v":-0.9947264422179224,"d":"-0.99473"},{"v":0.35129359475433897,"d":"0.35129"},"OK"]
[{"$nulls":13},52.7401123046875,-45.72566223144531,38.15502166748047,null,{"v":0.8285790185180202,"d":"0.82858"},{"v":1.2700943821200485,"d":"1.27009"},{"v":0.858486849888603,"d":"0.85849"},{"v":0.9360235403349914,"d":"0.93602"},"OK"]
[{"$nulls":13},53.55170440673828,-46.301578521728516,38.062171936035156,null,{"v":0.4649210677323038,"d":"0.46492"},{"v":2.0737503652554805,"d":"2.07375"},{"v":1.8536361928294547,"d":"1.85364"},{"v":0.9297706394751147,"d":"0.92977"},"NG"]
[{"$nulls":13},50.71991729736328,-45.138694763183594,38.26753234863281,null,{"v":2.9176160023325295,"d":"2.91762"},{"v":1.1620566827484677,"d":"1.16206"},{"v":-1.133030728922998,"d":"-1.13303"},{"v":0.2581028888575114,"d":"0.25810"},"OK"]
[{"$nulls":13},51.88029861450195,-45.29390335083008,38.15525436401367,null,{"v":1.687618396475855,"d":"1.68762"},{"v":0.8019972033374536,"d":"0.80200"},{"v":-0.09347801224075238,"d":"-0.09348"},{"v":0.7965308376884191,"d":"0.79653"},"OK"]
[{"$nulls":13},50.26103591918945,-45.42916488647461,38.173057556152344,null,{"v":3.3207120202286893,"d":"3.32071"},{"v":1.364142485362973,"d":"1.36414"},{"v":-1.3423175297565295,"d":"-1.34232"},{"v":-0.24303985204199993,"d":"-0.24304"},"OK"]
[{"$nulls":13},52.92780685424805,-47.04293441772461,37.861759185791016,null,{"v":-0.020002775235994585,"d":"-0.02000"},{"v":1.768147225971942,"d":"1.76815"},{"v":1.767793510173457,"d":"1.76779"},{"v":-0.03536549308127097,"d":"-0.03537"},"OK"]
[{"$nulls":13},52.366451263427734,-45.529632568359375,38.270198822021484,null,{"$f":"(ATAN2($N323-$A$3, $O323-$A$6))-$C$15","v":{"v":1.1082152414034934,"d":"1.10822"}},{"$f":"SQRT(($N323-$A$3)^2+($O323-$A$6)^2)","v":{"v":0.9858921404716213,"d":"0.98589"}},{"v":0.43996364849758435,"d":"0.43996"},{"v":0.882278471144122,"d":"0.88228"},{"$f":"IF(($T323/$A$9)^2 +($U323/$A$12)^2<=1, \"OK\", \"NG\")","v":"OK"}]
[{"$nulls":13},52.41039276123047,-46.41901397705078,38.17247009277344,null,{"v":0.1795150038769212,"d":"0.17952"},{"v":1.0021914451165257,"d":"1.00219"},{"$f":"$S324*COS($R324)","v":{"v":0.9860866352059047,"d":"0.98609"}},{"$f":"$S324*SIN($R324)","v":{"v":0.1789436797795529,"d":"0.17894"}},"OK"]
[{"$nulls":13},51.885128021240234,-47.322166442871094,37.78976058959961,null,{"v":-0.6764882233817697,"d":"-0.67649"},{"v":1.377115716052511,"d":"1.37712"},{"v":1.0738419224768532,"d":"1.07384"},{"v":-0.8621549866062574,"d":"-0.86215"},"OK"]
[{"$nulls":13},50.96064376831055,-46.17898941040039,37.995784759521484,null,{"v":-2.2103056989861996,"d":"-2.21031"},{"v":0.5682801718322807,"d":"0.56828"},{"v":-0.3391506516263918,"d":"-0.33915"},{"v":-0.4559815667317269,"d":"-0.45598"},"OK"]
[{"$nulls":13},51.00004196166992,-46.10442352294922,37.97802734375,null,{"v":-2.324822937286732,"d":"-2.32482"},{"v":0.5107468181359389,"d":"0.51075"},{"v":-0.34964677699236296,"d":"-0.34965"},{"v":-0.37230289224613694,"d":"-0.37230"},"OK"]
[{"$nulls":13},52.45961380004883,-46.58652114868164,38.10776138305664,null,{"v":0.06224717860256501,"d":"0.06225"},{"v":1.124662484079105,"d":"1.12466"},{"v":1.1224843163432627,"d":"1.12248"},{"v":0.06996186574399846,"d":"0.06996"},"OK"]
[{"$nulls":13},53.24424743652344,-47.12166213989258,37.83420181274414,null,{"v":0.039381644674608585,"d":"0.03938"},{"v":2.073770738506786,"d":"2.07377"},{"v":2.072162826363481,"d":"2.07216"},{"v":0.08164739386099011,"d":"0.08165"},"OK"]
[{"$nulls":13},50.0146598815918,-46.56808853149414,37.88174819946289,null,{"v":-2.1654294230465947,"d":"-2.16543"},{"v":1.5902703691410665,"d":"1.59027"},{"v":-0.8908771990322246,"d":"-0.89088"},{"v":-1.3173069737963745,"d":"-1.31731"},"NG"]
[{"$nulls":13},52.55597686767578,-46.24169921875,38.05409240722656,null,{"v":0.38585433000493297,"d":"0.38585"},{"v":1.0832846613013196,"d":"1.08328"},{"v":1.0036385864379593,"d":"1.00364"},{"v":0.4076950394885,"d":"0.40770"},"OK"]
[{"$nulls":13},50.059913635253906,-45.77030944824219,38.02130889892578,null,{"v":3.5942923699151432,"d":"3.59429"},{"v":1.458288890273264,"d":"1.45829"},{"v":-1.3113947777752168,"d":"-1.31139"},{"v":-0.6378481201025188,"d":"-0.63785"},"OK"]
[{"$nulls":13},50.63447189331055,-47.71752166748047,37.63554000854492,null,{"v":-1.4267258377853989,"d":"-1.42673"},{"v":1.9232835416896592,"d":"1.92328"},{"v":0.2761308394049082,"d":"0.27613"},{"v":-1.9033579120238684,"d":"-1.90336"},"NG"]
[{"$nulls":13},52.3612060546875,-45.47371292114258,38.20994186401367,null,{"v":1.1594099822130932,"d":"1.15941"},{"v":1.009283883752578,"d":"1.00928"},{"v":0.40359283306268096,"d":"0.40359"},{"v":0.9250766363405392,"d":"0.92508"},"OK"]
[{"$nulls":13},51.75205993652344,-45.674896240234375,38.20681381225586,null,{"v":1.5221506653383448,"d":"1.52215"},{"v":0.41137168863929435,"d":"0.41137"},{"v":0.02000355631583359,"d":"0.02000"},{"v":0.4108850495560331,"d":"0.41089"},"OK"]
[{"$nulls":13},51.2617073059082,-45.804351806640625,38.12099075317383,null,{"v":3.0650177963281555,"d":"3.06502"},{"v":0.3083206506582296,"d":"0.30832"},{"v":-0.30741714103001744,"d":"-0.30742"},{"v":0.023586543266117158,"d":"0.02359"},"OK"]
[{"$nulls":13},51.47343826293945,-46.210205078125,38.02717971801758,null,{"v":-1.0856259811794282,"d":"-1.08563"},{"v":0.21187661679668898,"d":"0.21188"},{"v":0.0988105784008171,"d":"0.09881"},{"v":-0.18742510595250297,"d":"-0.18743"},"OK"]
[{"$nulls":13},54.191322326660156,-47.04560089111328,38.00767135620117,null,{"v":0.24030463896850696,"d":"0.24030"},{"v":2.8872992725861177,"d":"2.88730"},{"v":2.804334218694507,"d":"2.80433"},{"v":0.6871729617319023,"d":"0.68717"},"NG"]
[{"$nulls":13},51.44111633300781,-45.263187408447266,38.345584869384766,null,{"v":2.261408828647542,"d":"2.26141"},{"v":0.739161742319706,"d":"0.73916"},{"v":-0.47085301671327867,"d":"-0.47085"},{"v":0.5697872567556319,"d":"0.56979"},"OK"]
[{"$nulls":13},49.29761505126953,-45.872528076171875,38.11899948120117,null,{"v":3.6946433546901307,"d":"3.69464"},{"v":2.2060708406030285,"d":"2.20607"},{"v":-1.8772030248680183,"d":"-1.87720"},{"v":-1.1588172233727434,"d":"-1.15882"},"NG"]
[{"$nulls":13},52.001461029052734,-45.226173400878906,38.27007293701172,null,{"v":1.6066741352102207,"d":"1.60667"},{"v":0.9221012792345238,"d":"0.92210"},{"v":-0.033075875997717656,"d":"-0.03308"},{"v":0.9215078706082379,"d":"0.92151"},"OK"]
[{"$nulls":13},53.246795654296875,-47.15846633911133,37.80189895629883,null,{"v":0.025269871208317585,"d":"0.02527"},{"v":2.0960294169511196,"d":"2.09603"},{"v":2.0953602255925303,"d":"2.09536"},{"v":0.05296075650206641,"d":"0.05296"},"OK"]
[{"$nulls":13},51.100582122802734,-45.922340393066406,38.14516830444336,null,{"v":3.560421889212127,"d":"3.56042"},{"v":0.4068975978963875,"d":"0.40690"},{"v":-0.37172769122510335,"d":"-0.37173"},{"v":-0.16548165683937446,"d":"-0.16548"},"OK"]
[{"$nulls":13},52.984519958496094,-47.15220260620117,37.83675765991211,null,{"v":-0.04915972163228555,"d":"-0.04916"},{"v":1.8791940700497158,"d":"1.87919"},{"v":1.8769238236091403,"d":"1.87692"},{"v":-0.09234345281860185,"d":"-0.09234"},"OK"]
[{"$nulls":13},52.55202865600586,-46.82229232788086,38.08617401123047,null,{"v":-0.05257083405743346,"d":"-0.05257"},{"v":1.3352636314785247,"d":"1.33526"},{"v":1.3334189272825094,"d":"1.33342"},{"v":-0.0701635939357385,"d":"-0.07016"},"OK"]
[{"$nulls":13},52.30198669433594,-46.085792541503906,38.22904586791992,null,{"v":0.5042955022381423,"d":"0.50430"},{"v":0.8065624700353866,"d":"0.80656"},{"v":0.7061576203791639,"d":"0.70616"},{"v":0.38972353438048973,"d":"0.38972"},"OK"]
[{"$nulls":13},53.392513275146484,-48.258514404296875,37.69907760620117,null,{"v":-0.2624767083456546,"d":"-0.26248"},{"v":2.94660716944457,"d":"2.94661"},{"v":2.845686761644405,"d":"2.84569"},{"v":-0.7645656712303522,"d":"-0.76457"},"NG"]
[{"$nulls":13},51.37333297729492,-46.90045166015625,37.96919631958008,null,{"v":-1.0996846210520952,"d":"-1.09968"},{"v":0.9093171761927273,"d":"0.90932"},{"v":0.4127183037459402,"d":"0.41272"},{"v":-0.8102600376867845,"d":"-0.81026"},"OK"]
[{"$nulls":13},52.2687873840332,-46.626930236816406,38.000144958496094,null,{"v":-0.07324332248241128,"d":"-0.07324"},{"v":0.9920058284522782,"d":"0.99201"},{"v":0.9893461683282563,"d":"0.98935"},{"v":-0.0725928570693332,"d":"-0.07259"},"OK"]
[{"$nulls":13},51.53496551513672,-44.72759246826172,38.34825897216797,null,{"v":2.154188670526697,"d":"2.15419"},{"v":1.2728878639036045,"d":"1.27289"},{"v":-0.7011809044368128,"d":"-0.70118"},{"v":1.0623506263594211,"d":"1.06235"},"NG"]
[{"$nulls":13},51.034881591796875,-44.936187744140625,38.384822845458984,null,{"v":2.5938357141881117,"d":"2.59384"},{"v":1.1610476516345145,"d":"1.16105"},{"v":-0.9911803375784192,"d":"-0.99118"},{"v":0.6046430250684712,"d":"0.60464"},"OK"]
[{"$nulls":13},51.41508483886719,-46.138668060302734,38.10175323486328,null,{"v":-1.5093913226886586,"d":"-1.50939"},{"v":0.16260201578804084,"d":"0.16260"},{"v":0.009978304031081854,"d":"0.00998"},{"v":-0.1622955605893075,"d":"-0.16230"},"OK"]
[{"$nulls":13},52.39933776855469,-47.05373001098633,37.89422607421875,null,{"v":-0.25342001820909976,"d":"-0.25342"},{"v":1.3853358285997557,"d":"1.38534"},{"v":1.341089076195559,"d":"1.34109"},{"v":-0.34732614026461306,"d":"-0.34733"},"OK"]
[{"$nulls":13},51.89047622680664,-43.79803466796875,38.73720932006836,null,{"v":2.0061552774943427,"d":"2.00616"},{"v":2.236319075438173,"d":"2.23632"},{"v":-0.9431360286801203,"d":"-0.94314"},{"v":2.0277123658384433,"d":"2.02771"},"NG"]
[{"$nulls":13},52.12166976928711,-46.2808837890625,37.97541809082031,null,{"v":0.186497555542887,"d":"0.18650"},{"v":0.6821795987887609,"d":"0.68218"},{"v":0.6703503851434491,"d":"0.67035"},{"v":0.12648860083669233,"d":"0.12649"},"OK"]
[{"$nulls":13},53.39716339111328,-45.8752326965332,38.267967224121094,null,{"v":0.6765358567913836,"d":"0.67654"},{"v":1.9012616370701905,"d":"1.90126"},{"v":1.4825016848850656,"d":"1.48250"},{"v":1.1903716087456733,"d":"1.19037"},"NG"]
[{"$nulls":13},49.8543815612793,-46.498077392578125,37.874053955078125,null,{"v":-2.236823963376689,"d":"-2.23682"},{"v":1.7193432277631444,"d":"1.71934"},{"v":-1.0623262523357413,"d":"-1.06233"},{"v":-1.3518890740194947,"d":"-1.35189"},"NG"]
[{"$nulls":13},51.28350830078125,-44.56935119628906,38.58460998535156,null,{"v":2.3318462623774145,"d":"2.33185"},{"v":1.4469362997002178,"d":"1.44694"},{"v":-0.997926060489043,"d":"-0.99793"},{"v":1.0477443548819423,"d":"1.04774"},"NG"]
[{"$nulls":13},50.38729476928711,-45.68357467651367,38.17313003540039,null,{"v":3.475397066222637,"d":"3.47540"},{"v":1.15682233545141,"d":"1.15682"},{"v":-1.0929688738460337,"d":"-1.09297"},{"v":-0.37902105034283734,"d":"-0.37902"},"OK"]
[{"$nulls":13},53.361610412597656,-45.76213836669922,38.275787353515625,null,{"v":0.7379486213040272,"d":"0.73795"},{"v":1.8767449173738373,"d":"1.87674"},{"v":1.3885101471757422,"d":"1.38851"},{"v":1.262620709508018,"d":"1.26262"},"NG"]
[{"$nulls":13},51.438419342041016,-46.430824279785156,38.03865432739258,null,{"v":-1.1019062382760623,"d":"-1.10191"},{"v":0.4352030991239148,"d":"0.43520"},{"v":0.1966667332369127,"d":"0.19667"},{"v":-0.38823180385561024,"d":"-0.38823"},"OK"]
[{"$nulls":13},50.67439270019531,-46.71452713012695,37.967193603515625,null,{"v":-1.81732826706411,"d":"-1.81733"},{"v":1.0918683222707064,"d":"1.09187"},{"v":-0.26646198244056635,"d":"-0.26646"},{"v":-1.0588552521908225,"d":"-1.05886"},"NG"]
[{"$nulls":13},52.31501007080078,-45.99918746948242,38.13306427001953,null,{"v":0.6118621955087169,"d":"0.61186"},{"v":0.8150104758299346,"d":"0.81501"},{"v":0.6671511172538769,"d":"0.66715"},{"v":0.4681361580346471,"d":"0.46814"},"OK"]
[{"$nulls":13},53.620025634765625,-45.61019515991211,38.29893493652344,null,{"v":0.7927022285977006,"d":"0.79270"},{"v":2.1555640805643743,"d":"2.15556"},{"v":1.5130404616133275,"d":"1.51304"},{"v":1.5353061801934706,"d":"1.53531"},"NG"]
[{"$nulls":13},50.14857482910156,-44.803462982177734,38.39152526855469,null,{"v":3.0277740471765275,"d":"3.02777"},{"v":1.805007154433708,"d":"1.80501"},{"v":-1.7933281300896586,"d":"-1.79333"},{"v":0.20500011069753318,"d":"0.20500"},"OK"]
[{"$nulls":13},52.6248664855957,-45.81008529663086,38.2054557800293,null,{"v":0.7781210598079741,"d":"0.77812"},{"v":1.140785783998125,"d":"1.14079"},{"v":0.8125060824587562,"d":"0.81251"},{"v":0.8007659276840776,"d":"0.80077"},"OK"]
[{"$nulls":13},50.84900665283203,-45.11362838745117,38.32887649536133,null,{"v":2.8151344958161983,"d":"2.81513"},{"v":1.09974859562964,"d":"1.09975"},{"v":-1.041664401959662,"d":"-1.04166"},{"v":0.35267867426225996,"d":"0.35268"},"OK"]
[{"$nulls":13},51.318302154541016,-46.352630615234375,38.02511978149414,null,{"v":-1.4357151618695048,"d":"-1.43572"},{"v":0.39668937198393756,"d":"0.39669"},{"v":0.05342245008377726,"d":"0.05342"},{"v":-0.39307569203915055,"d":"-0.39308"},"OK"]
[{"$nulls":13},50.663291931152344,-45.75269317626953,38.21428680419922,null,{"v":3.4650691355257948,"d":"3.46507"},{"v":0.8724912936748581,"d":"0.87249"},{"v":-0.8272404917102708,"d":"-0.82724"},{"v":-0.27733414217037355,"d":"-0.27733"},"OK"]
[{"$nulls":13},50.920902252197266,-45.119964599609375,38.177001953125,null,{"v":2.763667466287626,"d":"2.76367"},{"v":1.0534782899760617,"d":"1.05348"},{"v":-0.9791366727745815,"d":"-0.97914"},{"v":0.3887259747930531,"d":"0.38873"},"OK"]
[{"$nulls":13},50.413818359375,-45.784080505371094,38.15591812133789,null,{"v":3.556228325456602,"d":"3.55623"},{"v":1.1074347766760888,"d":"1.10743"},{"v":-1.0135942456551068,"d":"-1.01359"},{"v":-0.4461372992325051,"d":"-0.44614"},"OK"]
[{"$nulls":13},51.36933898925781,-46.43581008911133,38.130489349365234,null,{"v":-1.2512152208824174,"d":"-1.25122"},{"v":0.4549755306600497,"d":"0.45498"},{"v":0.14293916377997867,"d":"0.14294"},{"v":-0.4319388023288418,"d":"-0.43194"},"OK"]
[{"$nulls":13},52.94926452636719,-47.50494384765625,37.71837615966797,null,{"v":-0.1933781529958285,"d":"-0.19338"},{"v":2.089311765147726,"d":"2.08931"},{"v":2.0503683285363024,"d":"2.05037"},{"v":-0.40151384698408027,"d":"-0.40151"},"OK"]
[{"$nulls":13},50.6260986328125,-46.09362030029297,38.070804595947266,null,{"v":-2.424005306056344,"d":"-2.42401"},{"v":0.8789017921241983,"d":"0.87890"},{"v":-0.6621596932264298,"d":"-0.66216"},{"v":-0.5779384922856479,"d":"-0.57794"},"OK"]
[{"$nulls":13},47.579586029052734,-44.38276290893555,38.38665771484375,null,{"v":3.361207854306894,"d":"3.36121"},{"v":4.24088452003979,"d":"4.24088"},{"v":-4.139024206188059,"d":"-4.13902"},{"v":-0.9238940052313553,"d":"-0.92389"},"NG"]
[{"$nulls":13},49.689605712890625,-46.55448913574219,37.93017578125,null,{"v":-2.233518363013495,"d":"-2.23352"},{"v":1.8934058403982967,"d":"1.89341"},{"v":-1.1649462787803808,"d":"-1.16495"},{"v":-1.4926104126697373,"d":"-1.49261"},"NG"]
[{"$nulls":13},50.27213668823242,-44.75127410888672,38.478023529052734,null,{"v":2.958636011668795,"d":"2.95864"},{"v":1.7512751535728197,"d":"1.75128"},{"v":-1.7220464885459037,"d":"-1.72205"},{"v":0.318622903772196,"d":"0.31862"},"OK"]
[{"$nulls":13},54.090171813964844,-46.21945571899414,38.027469635009766,null,{"v":0.5263407894616909,"d":"0.52634"},{"v":2.599452026573517,"d":"2.59945"},{"v":2.247619165706544,"d":"2.24762"},{"v":1.305893917745919,"d":"1.30589"},"NG"]
[{"$nulls":13},51.91437911987305,-48.11269760131836,37.56711196899414,null,{"v":-0.766252262936052,"d":"-0.76625"},{"v":2.152951743445057,"d":"2.15295"},{"v":1.5512330644062673,"d":"1.55123"},{"v":-1.4929424602093182,"d":"-1.49294"},"NG"]
[{"$nulls":13},49.990848541259766,-47.23353958129883,37.684017181396484,null,{"v":-1.8454826160647742,"d":"-1.84548"},{"v":1.9491428947228742,"d":"1.94914"},{"v":-0.5286952654294331,"d":"-0.52870"},{"v":-1.8760701853505286,"d":"-1.87607"},"NG"]
[{"$nulls":13},51.716552734375,-47.0440788269043,37.82331848144531,null,{"v":-0.7554204707729573,"d":"-0.75542"},{"v":1.0662999969779339,"d":"1.06630"},{"v":0.7762486278649994,"d":"0.77625"},{"v":-0.7310497597926199,"d":"-0.73105"},"OK"]
[{"$nulls":13},51.12822341918945,-45.47639465332031,38.22305679321289,null,{"v":2.7990887688029558,"d":"2.79909"},{"v":0.642168502116646,"d":"0.64217"},{"v":-0.6048692349926202,"d":"-0.60487"},{"v":0.2156701037932219,"d":"0.21567"},"OK"]
[{"$nulls":13},49.94094467163086,-45.350624084472656,38.21944808959961,null,{"v":3.3577927382478316,"d":"3.35779"},{"v":1.6888879763273776,"d":"1.68889"},{"v":-1.6495700828735986,"d":"-1.64957"},{"v":-0.36229979060382267,"d":"-0.36230"},"OK"]
[{"$nulls":13},51.8531494140625,-46.33406448364258,38.00444412231445,null,{"v":-0.1467686056601939,"d":"-0.14677"},{"v":0.4861209601365378,"d":"0.48612"},{"v":0.4808945805079188,"d":"0.48089"},{"v":-0.0710914222827356,"d":"-0.07109"},"OK"]
[{"$nulls":13},52.201358795166016,-45.13170623779297,38.38848876953125,null,{"v":1.5022166727684914,"d":"1.50222"},{"v":1.1161712310592697,"d":"1.11617"},{"v":0.07648664900775441,"d":"0.07649"},{"v":1.113547488690056,"d":"1.11355"},"NG"]
[{"$nulls":13},51.93330383300781,-45.04705047607422,38.35965347290039,null,{"v":1.754908010675757,"d":"1.75491"},{"v":1.046835711489456,"d":"1.04684"},{"v":-0.19164767134917,"d":"-0.19165"},{"v":1.029143419021895,"d":"1.02914"},"NG"]
[{"$nulls":13},52.35946273803711,-44.961727142333984,38.376182556152344,null,{"$f":"(ATAN2($N387-$A$3, $O387-$A$6))-$C$15","v":{"v":1.4902089254617752,"d":"1.49021"}},{"$f":"SQRT(($N387-$A$3)^2+($O387-$A$6)^2)","v":{"v":1.3478452155348548,"d":"1.34785"}},{"v":0.1085018131932224,"d":"0.10850"},{"v":1.343470908346728,"d":"1.34347"},{"$f":"IF(($T387/$A$9)^2 +($U387/$A$12)^2<=1, \"OK\", \"NG\")","v":"NG"}]
[{"$nulls":13},51.92375183105469,-45.071529388427734,38.35752868652344,null,{"v":1.7535000816570145,"d":"1.75350"},{"v":1.0205994762273678,"d":"1.02060"},{"$f":"$S388*COS($R388)","v":{"v":-0.1854316859626457,"d":"-0.18543"}},{"$f":"$S388*SIN($R388)","v":{"v":1.0036126646852501,"d":"1.00361"}},"NG"]
[{"$nulls":13},50.54646682739258,-47.21257781982422,37.77975082397461,null,{"v":-1.6263047831500177,"d":"-1.62630"},{"v":1.5425856476683655,"d":"1.54259"},{"v":-0.08558258294564142,"d":"-0.08558"},{"v":-1.5402097590551693,"d":"-1.54021"},"NG"]
[{"$nulls":13},52.69198226928711,-47.61254119873047,37.65821075439453,null,{"v":-0.3233811687865915,"d":"-0.32338"},{"v":2.005270766729008,"d":"2.00527"},{"v":1.9013303468798335,"d":"1.90133"},{"v":-0.6372234772289518,"d":"-0.63722"},"OK"]
[{"$nulls":13},50.2795295715332,-44.36271286010742,38.528446197509766,null,{"v":2.8222265351106586,"d":"2.82223"},{"v":2.0421207714578355,"d":"2.04212"},{"v":-1.93886016945582,"d":"-1.93886"},{"v":0.6411540286992621,"d":"0.64115"},"OK"]
[{"$nulls":13},49.70045471191406,-45.82570266723633,38.15833282470703,null,{"v":3.6559027536257735,"d":"3.65590"},{"v":1.8079664831187634,"d":"1.80797"},{"v":-1.5740740445182977,"d":"-1.57407"},{"v":-0.8894007569451678,"d":"-0.88940"},"NG"]
[{"$nulls":13},51.972450256347656,-45.27647399902344,38.259674072265625,null,{"v":1.603192114377214,"d":"1.60319"},{"v":0.8641175376140117,"d":"0.86412"},{"v":-0.027988871935419313,"d":"-0.02799"},{"v":0.8636641371852171,"d":"0.86366"},"OK"]
[{"$nulls":13},51.31623077392578,-46.01992416381836,38.092498779296875,null,{"v":-2.4227297805986856,"d":"-2.42273"},{"v":0.18484615428993414,"d":"0.18485"},{"v":-0.1391069063358932,"d":"-0.13911"},{"v":-0.12172661732519795,"d":"-0.12173"},"OK"]
[{"$nulls":13},53.59505081176758,-47.38853454589844,37.7889518737793,null,{"v":0.02556593715643185,"d":"0.02557"},{"v":2.513417213484735,"d":"2.51342"},{"v":2.512595851935467,"d":"2.51260"},{"v":0.06425086674942161,"d":"0.06425"},"OK"]
[{"$nulls":13},50.586849212646484,-44.84711837768555,38.400535583496094,null,{"v":2.8515419213301607,"d":"2.85154"},{"v":1.470707447290164,"d":"1.47071"},{"v":-1.4092750666664713,"d":"-1.40928"},{"v":0.4206235632807126,"d":"0.42062"},"OK"]
[{"$nulls":13},51.79187774658203,-46.58567810058594,37.985103607177734,null,{"v":-0.49759742280959873,"d":"-0.49760"},{"v":0.6543786797075192,"d":"0.65438"},{"v":0.5750234105780667,"d":"0.57502"},{"v":-0.3123452156555693,"d":"-0.31235"},"OK"]
[{"$nulls":13},52.2911262512207,-45.25714111328125,38.33137130737305,null,{"v":1.3648084393237265,"d":"1.36481"},{"v":1.0852281193129598,"d":"1.08523"},{"v":0.2219663330222794,"d":"0.22197"},{"v":1.0622857515528419,"d":"1.06229"},"NG"]
[{"$nulls":13},50.97244644165039,-47.69707489013672,37.71437072753906,null,{"v":-1.2613216286609479,"d":"-1.26132"},{"v":1.7771820220956238,"d":"1.77718"},{"v":0.5412555919114478,"d":"0.54126"},{"v":-1.692754655549492,"d":"-1.69275"},"NG"]
[{"$nulls":13},53.12845230102539,-46.43864440917969,37.97532653808594,null,{"v":0.3477474389515231,"d":"0.34775"},{"v":1.6864951273038078,"d":"1.68650"},{"v":1.5855461284546566,"d":"1.58555"},{"v":0.5747254030943264,"d":"0.57473"},"OK"]
[{"$nulls":13},49.16386413574219,-43.24478530883789,38.78345489501953,null,{"v":2.884932953488698,"d":"2.88493"},{"v":3.612303803761128,"d":"3.61230"},{"v":-3.4939766928824283,"d":"-3.49398"},{"v":0.9169872628676389,"d":"0.91699"},"NG"]
[{"$nulls":13},52.26007080078125,-47.44721603393555,37.638912200927734,null,{"v":-0.47633113782302905,"d":"-0.47633"},{"v":1.6346687343557975,"d":"1.63467"},{"v":1.4527025656391774,"d":"1.45270"},{"v":-0.7495312714395151,"d":"-0.74953"},"OK"]
[{"$nulls":13},50.52207565307617,-47.89673614501953,37.564971923828125,null,{"v":-1.4359670042698929,"d":"-1.43597"},{"v":2.1339971959048936,"d":"2.13400"},{"v":0.2868544308158929,"d":"0.28685"},{"v":-2.114629652599064,"d":"-2.11463"},"NG"]
[{"$nulls":13},52.895442962646484,-47.594993591308594,37.74314880371094,null,{"v":-0.24116374144716202,"d":"-0.24116"},{"v":2.1192606301054817,"d":"2.11926"},{"v":2.057930695646095,"d":"2.05793"},{"v":-0.506149059302359,"d":"-0.50615"},"OK"]
[{"$nulls":13},50.98673629760742,-45.059059143066406,38.41324996948242,null,{"v":2.6810273176497885,"d":"2.68103"},{"v":1.0718252303620506,"d":"1.07183"},{"v":-0.9601425146112871,"d":"-0.96014"},{"v":0.47637766118551067,"d":"0.47638"},"OK"]
[{"$nulls":13},50.75164031982422,-45.58499526977539,38.17527389526367,null,{"v":3.2461262009674607,"d":"3.24613"},{"v":0.8557284248063742,"d":"0.85573"},{"v":-0.851057296110506,"d":"-0.85106"},{"v":-0.089289505310943,"d":"-0.08929"},"OK"]
[{"$nulls":13},52.270591735839844,-46.089599609375,38.23535919189453,null,{"v":0.49511124555421193,"d":"0.49511"},{"v":0.7757832901943791,"d":"0.77578"},{"v":0.682624020369169,"d":"0.68262"},{"v":0.3685975585375579,"d":"0.36860"},"OK"]
[{"$nulls":13},49.48154067993164,-44.16420364379883,38.47351837158203,null,{"v":3.0144168334488937,"d":"3.01442"},{"v":2.7284292712497282,"d":"2.72843"},{"v":-2.706394610204269,"d":"-2.70639"},{"v":0.34605563435610653,"d":"0.34606"},"OK"]
[{"$nulls":13},54.353939056396484,-46.69285583496094,38.0407829284668,null,{"v":0.37270110004352286,"d":"0.37270"},{"v":2.936837984238265,"d":"2.93684"},{"v":2.7352157930453,"d":"2.73522"},{"v":1.0693979199251542,"d":"1.06940"},"NG"]
[{"$nulls":13},52.1441535949707,-45.189422607421875,38.36563491821289,null,{"v":1.5101699651454243,"d":"1.51017"},{"v":1.0353596299221022,"d":"1.03536"},{"v":0.06273164193467091,"d":"0.06273"},{"v":1.0334574516508228,"d":"1.03346"},"NG"]
[{"$nulls":13},51.110984802246094,-45.21808624267578,38.41390609741211,null,{"v":2.6433206079545997,"d":"2.64332"},{"v":0.8733395376234767,"d":"0.87334"},{"v":-0.7671499009594808,"d":"-0.76715"},{"v":0.41737630195573755,"d":"0.41738"},"OK"]
[{"$nulls":13},51.01935577392578,-47.36387252807617,37.86150360107422,null,{"v":-1.2987525305759289,"d":"-1.29875"},{"v":1.4460868386439913,"d":"1.44609"},{"v":0.3885644439266263,"d":"0.38856"},{"v":-1.3929051718675485,"d":"-1.39291"},"NG"]
[{"$nulls":13},50.825462341308594,-47.29339599609375,37.72247314453125,null,{"v":-1.440649622195968,"d":"-1.44065"},{"v":1.4587235021429619,"d":"1.45872"},{"v":0.18931256416318903,"d":"0.18931"},{"v":-1.4463868807321871,"d":"-1.44639"},"NG"]
[{"$nulls":13},53.41008377075195,-44.95805358886719,38.45122146606445,null,{"v":1.1102452618357985,"d":"1.11025"},{"v":2.1757923464711766,"d":"2.17579"},{"v":0.9670131162083678,"d":"0.96701"},{"v":1.9490915750788955,"d":"1.94909"},"NG"]
[{"$nulls":13},53.21164321899414,-44.63417053222656,38.47089385986328,null,{"v":1.2843634113935538,"d":"1.28436"},{"v":2.189797397972446,"d":"2.18980"},{"v":0.6186884431437067,"d":"0.61869"},{"v":2.1005802185318494,"d":"2.10058"},"NG"]
[{"$nulls":13},51.747291564941406,-45.50658416748047,38.21967315673828,null,{"v":1.717068104729588,"d":"1.71707"},{"v":0.5519169338515642,"d":"0.55192"},{"v":-0.08044230389856043,"d":"-0.08044"},{"v":0.5460232024516939,"d":"0.54602"},"OK"]
[{"$nulls":13},51.3059196472168,-46.35837173461914,38.03725814819336,null,{"v":-1.4562725685393734,"d":"-1.45627"},{"v":0.40755059012395545,"d":"0.40755"},{"v":0.04657226469310006,"d":"0.04657"},{"v":-0.4048808561438046,"d":"-0.40488"},"OK"]
[{"$nulls":13},51.950321197509766,-44.2034912109375,38.562469482421875,null,{"v":1.9360574726518283,"d":"1.93606"},{"v":1.8520888234923938,"d":"1.85209"},{"v":-0.6615535795770107,"d":"-0.66155"},{"v":1.729907474824675,"d":"1.72991"},"NG"]
[{"$nulls":13},50.1136474609375,-45.9035758972168,38.14493179321289,null,{"v":3.6830173527318815,"d":"3.68302"},{"v":1.3897017558320153,"d":"1.38970"},{"v":-1.1909401097310182,"d":"-1.19094"},{"v":-0.7161931479680997,"d":"-0.71619"},"OK"]
[{"$nulls":13},51.67584228515625,-47.70985412597656,37.62250900268555,null,{"v":-0.8574508395309555,"d":"-0.85745"},{"v":1.718872200417485,"d":"1.71887"},{"v":1.1247736036159592,"d":"1.12477"},{"v":-1.2997715114499224,"d":"-1.29977"},"NG"]
[{"$nulls":13},51.016448974609375,-46.94645309448242,37.82022476196289,null,{"v":-1.432267445093366,"d":"-1.43227"},{"v":1.0628240937293796,"d":"1.06282"},{"v":0.14676138213987883,"d":"0.14676"},{"v":-1.0526424611063672,"d":"-1.05264"},"NG"]
[{"$nulls":13},52.625701904296875,-47.10396957397461,37.89391326904297,null,{"v":-0.16478635833012156,"d":"-0.16479"},{"v":1.5766907108241905,"d":"1.57669"},{"v":1.555331950245135,"d":"1.55533"},{"v":-0.2586428466939608,"d":"-0.25864"},"OK"]
[{"$nulls":13},53.29267501831055,-47.722618103027344,37.632598876953125,null,{"v":-0.1546063813276557,"d":"-0.15461"},{"v":2.4861811780625005,"d":"2.48618"},{"v":2.456526558723113,"d":"2.45653"},{"v":-0.382849992085964,"d":"-0.38285"},"OK"]
[{"$nulls":13},50.5084114074707,-46.03139114379883,37.95526885986328,null,{"v":-2.4990805573317925,"d":"-2.49908"},{"v":0.9920853495255489,"d":"0.99209"},{"v":-0.7942566022709027,"d":"-0.79426"},{"v":-0.5944659708446832,"d":"-0.59447"},"OK"]
[{"$nulls":13},51.24968338012695,-44.385040283203125,38.560935974121094,null,{"v":2.3354365733699494,"d":"2.33544"},{"v":1.6342439527381798,"d":"1.63424"},{"v":-1.1313502100993629,"d":"-1.13135"},{"v":1.1793218386723099,"d":"1.17932"},"NG"]
[{"$nulls":13},52.35865783691406,-45.92905044555664,38.068702697753906,null,{"v":0.693306393758657,"d":"0.69331"},{"v":0.8615840760887169,"d":"0.86158"},{"v":0.6626763298546013,"d":"0.66268"},{"v":0.5506243747057366,"d":"0.55062"},"OK"]
[{"$nulls":13},52.365631103515625,-44.713592529296875,38.503597259521484,null,{"v":1.5893519609088642,"d":"1.58935"},{"v":1.5505358390100146,"d":"1.55054"},{"v":-0.028769524696301015,"d":"-0.02877"},{"v":1.5502689129642118,"d":"1.55027"},"NG"]
[{"$nulls":13},49.92184066772461,-45.17347717285156,38.3067512512207,null,{"v":3.270010262915818,"d":"3.27001"},{"v":1.7814956811189167,"d":"1.78150"},{"v":-1.766826461005729,"d":"-1.76683"},{"v":-0.22814714229050556,"d":"-0.22815"},"OK"]
[{"$nulls":13},49.074188232421875,-46.13175964355469,37.94810104370117,null,{"v":-2.4764650435108626,"d":"-2.47647"},{"v":2.429387440362316,"d":"2.42939"},{"v":-1.911534441666932,"d":"-1.91153"},{"v":-1.4993196502785042,"d":"-1.49932"},"NG"]
[{"$nulls":13},48.83085250854492,-45.585174560546875,38.1466064453125,null,{"v":3.598276396743622,"d":"3.59828"},{"v":2.701190196257645,"d":"2.70119"},{"v":-2.4243717214035416,"d":"-2.42437"},{"v":-1.191154999493031,"d":"-1.19115"},"NG"]
[{"$nulls":13},52.077919006347656,-46.20753479003906,38.061344146728516,null,{"v":0.26610038272567416,"d":"0.26610"},{"v":0.6140529838494558,"d":"0.61405"},{"v":0.5924406007726135,"d":"0.59244"},{"v":0.16147817663884148,"d":"0.16148"},"OK"]
[{"$nulls":13},51.54593276977539,-44.687015533447266,38.35898971557617,null,{"v":2.146692342957369,"d":"2.14669"},{"v":1.3137876650159293,"d":"1.31379"},{"v":-0.7154710290482299,"d":"-0.71547"},{"v":1.1018798642958654,"d":"1.10188"},"NG"]
[{"$nulls":13},50.09773254394531,-44.3761100769043,38.4248046875,null,{"v":2.893954635396388,"d":"2.89395"},{"v":2.145547133167168,"d":"2.14555"},{"v":-2.080095248382729,"d":"-2.08010"},{"v":0.5259051799492448,"d":"0.52591"},"OK"]
[{"$nulls":13},49.17842102050781,-45.1298713684082,38.156333923339844,null,{"v":3.393862262002565,"d":"3.39386"},{"v":2.479284734260226,"d":"2.47928"},{"v":-2.4008114467048123,"d":"-2.40081"},{"v":-0.6188353504018226,"d":"-0.61884"},"NG"]
[{"$nulls":13},52.03072738647461,-47.560829162597656,37.64308547973633,null,{"v":-0.6321664681048762,"d":"-0.63217"},{"v":1.6485931073401556,"d":"1.64859"},{"v":1.3300012524263811,"d":"1.33000"},{"v":-0.9741436763197343,"d":"-0.97414"},"NG"]
[{"$nulls":13},52.01372528076172,-47.244144439697266,37.735923767089844,null,{"v":-0.5683413339962111,"d":"-0.56834"},{"v":1.3460345652780725,"d":"1.34603"},{"v":1.1344310479664246,"d":"1.13443"},{"v":-0.7244827453660502,"d":"-0.72448"},"OK"]
[{"$nulls":13},50.289363861083984,-46.55278778076172,37.939048767089844,null,{"v":-2.102390763898902,"d":"-2.10239"},{"v":1.3308697124094997,"d":"1.33087"},{"v":-0.6746290227354759,"d":"-0.67463"},{"v":-1.1472096029461754,"d":"-1.14721"},"NG"]
[{"$nulls":13},51.77043533325195,-46.000831604003906,38.20985412597656,null,{"v":0.6077901911148086,"d":"0.60779"},{"v":0.27043661186369394,"d":"0.27044"},{"v":0.22200464454232793,"d":"0.22200"},{"v":0.1544341245902241,"d":"0.15443"},"OK"]
[{"$nulls":13},52.768768310546875,-46.05121612548828,38.1324348449707,null,{"v":0.5705203354340207,"d":"0.57052"},{"v":1.2698016055108778,"d":"1.26980"},{"v":1.0686905180548396,"d":"1.06869"},{"v":0.6857818122243268,"d":"0.68578"},"OK"]
[{"$nulls":13},50.37538528442383,-43.79832077026367,38.75810623168945,null,{"v":2.65391070428635,"d":"2.65391"},{"v":2.4722762161908256,"d":"2.47228"},{"v":-2.1840617698819837,"d":"-2.18406"},{"v":1.1584575410790001,"d":"1.15846"},"NG"]
[{"$nulls":13},50.250648498535156,-45.99703598022461,38.127471923828125,null,{"v":3.7500854495960505,"d":"3.75009"},{"v":1.2493550174492791,"d":"1.24936"},{"v":-1.0251089283604908,"d":"-1.02511"},{"v":-0.7141705991017093,"d":"-0.71417"},"OK"]
[{"$nulls":13},50.77105712890625,-45.3505744934082,38.249046325683594,null,{"v":3.024685344457305,"d":"3.02469"},{"v":0.9762741407670344,"d":"0.97627"},{"v":-0.9696102107727279,"d":"-0.96961"},{"v":0.11387377703263178,"d":"0.11387"},"OK"]
[{"$nulls":13},48.674835205078125,-44.210201263427734,38.61482238769531,null,{"v":3.187755196972165,"d":"3.18776"},{"v":3.3443886789519004,"d":"3.34439"},{"v":-3.340825898322269,"d":"-3.34083"},{"v":-0.15433066124669667,"d":"-0.15433"},"NG"]
[{"$nulls":13},50.28437042236328,-45.32958984375,38.165283203125,null,{"v":3.2484698064031354,"d":"3.24847"},{"v":1.3882381091255118,"d":"1.38824"},{"v":-1.380316921934705,"d":"-1.38032"},{"v":-0.14808863105950582,"d":"-0.14809"},"OK"]
[{"$nulls":13},50.61620330810547,-45.93115997314453,38.18509292602539,null,{"v":3.674723596626527,"d":"3.67472"},{"v":0.8864736555031845,"d":"0.88647"},{"v":-0.7634488841833236,"d":"-0.76345"},{"v":-0.4505345082681423,"d":"-0.45053"},"OK"]
[{"$nulls":13},49.5072021484375,-45.550514221191406,38.171146392822266,null,{"v":3.5306151314125414,"d":"3.53062"},{"v":2.0428609209986086,"d":"2.04286"},{"v":-1.8902188851616404,"d":"-1.89022"},{"v":-0.7748246954773507,"d":"-0.77482"},"OK"]
[{"$nulls":13},51.58769989013672,-48.001670837402344,37.58151626586914,null,{"v":-0.9161457485976809,"d":"-0.91615"},{"v":2.003591128957451,"d":"2.00359"},{"v":1.2199507699544638,"d":"1.21995"},{"v":-1.5893701679987908,"d":"-1.58937"},"NG"]
[{"$nulls":13},50.70336151123047,-46.083778381347656,38.09598159790039,null,{"v":-2.4259476906091955,"d":"-2.42595"},{"v":0.8010316466721124,"d":"0.80103"},{"v":-0.6045147412182067,"d":"-0.60451"},{"v":-0.5255602977966662,"d":"-0.52556"},"OK"]
[{"$nulls":13},52.873313903808594,-47.77098846435547,37.69741439819336,null,{"v":-0.30033962428635186,"d":"-0.30034"},{"v":2.2410692134055434,"d":"2.24107"},{"v":2.140750143959127,"d":"2.14075"},{"v":-0.663008326051128,"d":"-0.66301"},"OK"]
[{"$nulls":13},49.23027801513672,-45.82286071777344,38.298988342285156,null,{"v":3.67457128552776,"d":"3.67457"},{"v":2.2766238630655384,"d":"2.27662"},{"v":-1.9608503221057194,"d":"-1.96085"},{"v":-1.1567550424257298,"d":"-1.15676"},"NG"]
[{"$nulls":13},51.6619987487793,-46.67591857910156,37.88286590576172,null,{"$f":"(ATAN2($N451-$A$3, $O451-$A$6))-$C$15","v":{"v":-0.7246962795769596,"d":"-0.72470"}},{"$f":"SQRT(($N451-$A$3)^2+($O451-$A$6)^2)","v":{"v":0.695060803225684,"d":"0.69506"}},{"v":0.5203925760993567,"d":"0.52039"},{"v":-0.46076142082579813,"d":"-0.46076"},{"$f":"IF(($T451/$A$9)^2 +($U451/$A$12)^2<=1, \"OK\", \"NG\")","v":"OK"}]
[{"$nulls":13},51.657752990722656,-46.546810150146484,37.947330474853516,null,{"v":-0.6790607908713642,"d":"-0.67906"},{"v":0.569111014113383,"d":"0.56911"},{"$f":"$S452*COS($R452)","v":{"v":0.44286110212476715,"d":"0.44286"}},{"$f":"$S452*SIN($R452)","v":{"v":-0.35743725408804244,"d":"-0.35744"}},"OK"]
[{"$nulls":13},50.741390228271484,-44.63395309448242,38.37692642211914,null,{"v":2.688589341369444,"d":"2.68859"},{"v":1.5625533379171865,"d":"1.56255"},{"v":-1.4049490612841655,"d":"-1.40495"},{"v":0.6838794258002527,"d":"0.68388"},"OK"]
[{"$nulls":13},52.76390838623047,-46.53557586669922,37.93162155151367,null,{"v":0.21005739126426376,"d":"0.21006"},{"v":1.372700228664047,"d":"1.37270"},{"v":1.3425268353916497,"d":"1.34253"},{"v":0.2862300019697602,"d":"0.28623"},"OK"]
[{"$nulls":13},52.17011260986328,-46.01607894897461,38.145206451416016,null,{"v":0.5868754429215531,"d":"0.58688"},{"v":0.6703054844605602,"d":"0.67031"},{"v":0.5581466205264651,"d":"0.55815"},{"v":0.37118969879671004,"d":"0.37119"},"OK"]
[{"$nulls":13},51.43287658691406,-45.206214904785156,38.32252883911133,null,{"v":2.266022062108928,"d":"2.26602"},{"v":0.796618057772697,"d":"0.79662"},{"v":-0.510280707190906,"d":"-0.51028"},{"v":0.6117302753978202,"d":"0.61173"},"OK"]
[{"$nulls":13},50.7963752746582,-46.32267379760742,37.96371078491211,null,{"v":-2.100754768389546,"d":"-2.10075"},{"v":0.7740840611811579,"d":"0.77408"},{"v":-0.39129754524048926,"d":"-0.39130"},{"v":-0.6679014634386438,"d":"-0.66790"},"OK"]
[{"$nulls":13},49.92026138305664,-44.800662994384766,38.417724609375,null,{"v":3.103094959043098,"d":"3.10309"},{"v":1.9834271730770037,"d":"1.98343"},{"v":-1.981957563176138,"d":"-1.98196"},{"v":0.0763385136686558,"d":"0.07634"},"OK"]
[{"$nulls":13},49.70915603637695,-44.44636535644531,38.50129699707031,null,{"v":3.0378668070859804,"d":"3.03787"},{"v":2.3708443027112525,"d":"2.37084"},{"v":-2.3581017160460447,"d":"-2.35810"},{"v":0.2454770956303322,"d":"0.24548"},"OK"]
[{"$nulls":13},50.62785720825195,-44.67082214355469,38.50275802612305,null,{"v":2.7623494594137163,"d":"2.76235"},{"v":1.5897631343261904,"d":"1.58976"},{"v":-1.4768026489489456,"d":"-1.47680"},{"v":0.588558203850741,"d":"0.58856"},"OK"]
[{"$nulls":13},53.0388069152832,-45.47813034057617,38.272220611572266,null,{"v":0.9378318893505901,"d":"0.93783"},{"v":1.6248922007168813,"d":"1.62489"},{"v":0.96118469092822,"d":"0.96118"},{"v":1.3101139850699144,"d":"1.31011"},"NG"]
[{"$nulls":13},51.18478775024414,-46.60103988647461,38.03635025024414,null,{"v":-1.4429427618334396,"d":"-1.44294"},{"v":0.6786808583786356,"d":"0.67868"},{"v":0.08653555741649942,"d":"0.08654"},{"v":-0.6731413706140614,"d":"-0.67314"},"OK"]
[{"$nulls":13},51.82343673706055,-46.47444534301758,38.04810333251953,null,{"v":-0.36158230470625186,"d":"-0.36158"},{"v":0.5742035409081354,"d":"0.57420"},{"v":0.5370745334526802,"d":"0.53707"},{"v":-0.2031271816080423,"d":"-0.20313"},"OK"]
[{"$nulls":13},50.771385192871094,-47.026371002197266,37.83643341064453,null,{"v":-1.57726662645241,"d":"-1.57727"},{"v":1.2586965366278373,"d":"1.25870"},{"v":-0.00814408694451397,"d":"-0.00814"},{"v":-1.2586701891944343,"d":"-1.25867"},"NG"]
[{"$nulls":13},50.91652297973633,-47.260345458984375,37.74907684326172,null,{"v":-1.3935019563684679,"d":"-1.39350"},{"v":1.3888542433093216,"d":"1.38885"},{"v":0.24494806299084512,"d":"0.24495"},{"v":-1.3670832292129624,"d":"-1.36708"},"NG"]
[{"$nulls":13},51.689727783203125,-44.96976852416992,38.383480072021484,null,{"v":1.9995417900934813,"d":"1.99954"},{"v":1.0475559772681329,"d":"1.04756"},{"v":-0.43550059705403654,"d":"-0.43550"},{"v":0.9527396052835059,"d":"0.95274"},"OK"]
[{"$nulls":13},49.93212127685547,-45.71665573120117,38.06028747558594,null,{"v":3.5736693504420147,"d":"3.57367"},{"v":1.5932757655693093,"d":"1.59328"},{"v":-1.4468506572191822,"d":"-1.44685"},{"v":-0.6671962536277386,"d":"-0.66720"},"OK"]
[{"$nulls":13},49.486846923828125,-45.94794464111328,38.04892349243164,null,{"v":3.726606026642166,"d":"3.72661"},{"v":2.013825977707386,"d":"2.01383"},{"v":-1.678936185056083,"d":"-1.67894"},{"v":-1.112055913611557,"d":"-1.11206"},"NG"]
[{"$nulls":13},53.578033447265625,-46.54831314086914,37.85562515258789,null,{"v":0.3528835489992298,"d":"0.35288"},{"v":2.1491557199059446,"d":"2.14916"},{"v":2.0167248437727086,"d":"2.01672"},{"v":0.7427591890474221,"d":"0.74276"},"NG"]
[{"$nulls":13},52.336544036865234,-46.71695327758789,37.92366027832031,null,{"v":-0.09770282310513623,"d":"-0.09770"},{"v":1.1017385932510495,"d":"1.10174"},{"v":1.096484263924987,"d":"1.09648"},{"v":-0.10747179547993439,"d":"-0.10747"},"OK"]
[{"$nulls":13},50.35015869140625,-44.848167419433594,38.44538497924805,null,{"v":2.9661945878136553,"d":"2.96619"},{"v":1.6275298241822957,"d":"1.62753"},{"v":-1.6025588853768082,"d":"-1.60256"},{"v":0.2840041328972098,"d":"0.28400"},"OK"]
[{"$nulls":13},51.840187072753906,-45.62008285522461,38.1491813659668,null,{"v":1.4513801908511492,"d":"1.45138"},{"v":0.5099649805262677,"d":"0.50996"},{"v":0.060753414078117275,"d":"0.06075"},{"v":0.5063331946860776,"d":"0.50633"},"OK"]
[{"$nulls":13},49.57763671875,-45.34813690185547,38.128883361816406,null,{"v":3.425531147949835,"d":"3.42553"},{"v":2.0298783421232054,"d":"2.02988"},{"v":-1.948601124524524,"d":"-1.94860"},{"v":-0.5686472907898297,"d":"-0.56865"},"OK"]
[{"$nulls":13},50.82097625732422,-45.51401138305664,38.304805755615234,null,{"v":3.1312615173582925,"d":"3.13126"},{"v":0.8350198673779833,"d":"0.83502"},{"v":-0.8349753059471742,"d":"-0.83498"},{"v":0.008626550548608208,"d":"0.00863"},"OK"]
[{"$nulls":13},51.73687744140625,-47.25652313232422,37.7289924621582,null,{"v":-0.7735997296880108,"d":"-0.77360"},{"v":1.2786560539539307,"d":"1.27866"},{"v":0.9147507008050548,"d":"0.91475"},{"v":-0.8934161738460406,"d":"-0.89342"},"OK"]
[{"$nulls":13},51.90022277832031,-45.293434143066406,38.39460372924805,null,{"v":1.6662888462379677,"d":"1.66629"},{"v":0.8120428452186089,"d":"0.81204"},{"v":-0.07742621923518976,"d":"-0.07743"},{"v":0.8083432210674362,"d":"0.80834"},"OK"]
[{"$nulls":13},52.28437423706055,-46.81924057006836,37.9440803527832,null,{"v":-0.19627183675061843,"d":"-0.19627"},{"v":1.1341948930453907,"d":"1.13419"},{"v":1.1124188464697742,"d":"1.11242"},{"v":-0.22118400807721647,"d":"-0.22118"},"OK"]
[{"$nulls":13},51.1640625,-45.88314437866211,38.166297912597656,null,{"v":3.4177003545129248,"d":"3.41770"},{"v":0.35568137446950254,"d":"0.35568"},{"v":-0.3422095207329078,"d":"-0.34221"},{"v":-0.09696331298108593,"d":"-0.09696"},"OK"]
[{"$nulls":13},52.132816314697266,-46.90467071533203,37.864986419677734,null,{"v":-0.34954140489087115,"d":"-0.34954"},{"v":1.1040315173609845,"d":"1.10403"},{"v":1.0372705828149893,"d":"1.03727"},{"v":-0.3780943392237582,"d":"-0.37809"},"OK"]
[{"$nulls":13},49.65059280395508,-45.059566497802734,38.322364807128906,null,{"v":3.2820291564379787,"d":"3.28203"},{"v":2.074782434097068,"d":"2.07478"},{"v":-2.0543561821784113,"d":"-2.05436"},{"v":-0.2904183630266796,"d":"-0.29042"},"OK"]
[{"$nulls":13},49.88656997680664,-44.141143798828125,38.52215576171875,null,{"v":2.8964956453897512,"d":"2.89650"},{"v":2.4614026115970664,"d":"2.46140"},{"v":-2.387840617373283,"d":"-2.38784"},{"v":0.5972604142241794,"d":"0.59726"},"OK"]
[{"$nulls":13},50.418243408203125,-46.95033264160156,37.859256744384766,null,{"v":-1.8099136058837393,"d":"-1.80991"},{"v":1.4399060572097733,"d":"1.43991"},{"v":-0.3410347136756025,"d":"-0.34103"},{"v":-1.3989370170445825,"d":"-1.39894"},"NG"]
[{"$nulls":13},51.4766731262207,-47.74700927734375,37.61565399169922,null,{"v":-0.9732827564602304,"d":"-0.97328"},{"v":1.7471650059926929,"d":"1.74717"},{"v":0.9829350992278623,"d":"0.98294"},{"v":-1.4444459660615065,"d":"-1.44445"},"NG"]
[{"$nulls":13},52.9074821472168,-46.0278205871582,38.16056823730469,null,{"v":0.5911016022142049,"d":"0.59110"},{"v":1.4077570741444818,"d":"1.40776"},{"v":1.1688991114322946,"d":"1.16890"},{"v":0.7845093033843665,"d":"0.78451"},"OK"]
[{"$nulls":13},49.18733215332031,-46.02483367919922,38.05262756347656,null,{"v":-2.5199897191843315,"d":"-2.51999"},{"v":2.3128011762122207,"d":"2.31280"},{"v":-1.8801825811525132,"d":"-1.88018"},{"v":-1.3468343410454398,"d":"-1.34683"},"NG"]
[{"$nulls":13},51.41155242919922,-46.88029861450195,37.79762268066406,null,{"v":-1.060069529575712,"d":"-1.06007"},{"v":0.884730819783406,"d":"0.88473"},{"v":0.43246653379693833,"d":"0.43247"},{"v":-0.771829852117861,"d":"-0.77183"},"OK"]
[{"$nulls":13},51.26513671875,-45.712764739990234,38.12501525878906,null,{"v":2.8670836348959643,"d":"2.86708"},{"v":0.3710321488394156,"d":"0.37103"},{"v":-0.3571401137951254,"d":"-0.35714"},{"v":0.10057730653979112,"d":"0.10058"},"OK"]
[{"$nulls":13},53.28819274902344,-46.04108428955078,38.03120040893555,null,{"v":0.587893965735842,"d":"0.58789"},{"v":1.7886646489792017,"d":"1.78866"},{"v":1.4883667263358527,"d":"1.48837"},{"v":0.9920109447199604,"d":"0.99201"},"NG"]
[{"$nulls":13},50.889163970947266,-45.95711135864258,38.14026641845703,null,{"v":3.682359913585749,"d":"3.68236"},{"v":0.6123398484064209,"d":"0.61234"},{"v":-0.5249674959936454,"d":"-0.52497"},{"v":-0.31522883449418193,"d":"-0.31523"},"OK"]
[{"$nulls":13},52.52842712402344,-45.28167724609375,38.254600524902344,null,{"v":1.2205618284079427,"d":"1.22056"},{"v":1.2544520430078536,"d":"1.25445"},{"v":0.43042517571063116,"d":"0.43043"},{"v":1.1782971171657215,"d":"1.17830"},"NG"]
[{"$nulls":13},52.31536865234375,-47.11360168457031,37.84925079345703,null,{"v":-0.32792578500071345,"d":"-0.32793"},{"v":1.3801937368002728,"d":"1.38019"},{"v":1.3066465841669046,"d":"1.30665"},{"v":-0.44453285051575336,"d":"-0.44453"},"OK"]
[{"$nulls":13},51.53475570678711,-45.50410079956055,38.18606185913086,null,{"v":2.111689751594889,"d":"2.11169"},{"v":0.49711565671457225,"d":"0.49712"},{"v":-0.25596588791202524,"d":"-0.25597"},{"v":0.4261518982430666,"d":"0.42615"},"OK"]
[{"$nulls":13},50.899295806884766,-46.550594329833984,37.9891242980957,null,{"v":-1.7888264471836324,"d":"-1.78883"},{"v":0.8148617328550649,"d":"0.81486"},{"v":-0.17626013422204434,"d":"-0.17626"},{"v":-0.7955702412456025,"d":"-0.79557"},"OK"]
[{"$nulls":13},52.38123321533203,-46.2415885925293,38.070194244384766,null,{"v":0.34329101339285367,"d":"0.34329"},{"v":0.9137488866448575,"d":"0.91375"},{"v":0.8604335138006137,"d":"0.86043"},{"v":0.3075568177970467,"d":"0.30756"},"OK"]
[{"$nulls":13},52.01918029785156,-45.761714935302734,38.14670944213867,null,{"v":1.0411485725616172,"d":"1.04115"},{"v":0.571251217709877,"d":"0.57125"},{"v":0.288612904094939,"d":"0.28861"},{"v":0.4929812829356737,"d":"0.49298"},"OK"]
[{"$nulls":13},51.378787994384766,-44.90687942504883,38.37441635131836,null,{"v":2.292096629488717,"d":"2.29210"},{"v":1.09982041337977,"d":"1.09982"},{"v":-0.7262792660745877,"d":"-0.72628"},{"v":0.8259076034018614,"d":"0.82591"},"OK"]
[{"$nulls":13},53.66667938232422,-46.197628021240234,38.05788803100586,null,{"v":0.5199045386860868,"d":"0.51990"},{"v":2.175673776228456,"d":"2.17567"},{"v":1.8881946214957763,"d":"1.88819"},{"v":1.0808688412210847,"d":"1.08087"},"NG"]
[{"$nulls":13},50.19036102294922,-45.35298156738281,38.127498626708984,null,{"v":3.293586944579795,"d":"3.29359"},{"v":1.460748815627457,"d":"1.46075"},{"v":-1.443907972165697,"d":"-1.44391"},{"v":-0.22117158559218855,"d":"-0.22117"},"OK"]
[{"$nulls":13},54.58855438232422,-48.97500228881836,37.49196243286133,null,{"v":-0.15580813573554597,"d":"-0.15581"},{"v":4.288333801262282,"d":"4.28833"},{"v":4.236386847135249,"d":"4.23639"},{"v":-0.6654571905600573,"d":"-0.66546"},"NG"]
[{"$nulls":13},53.527503967285156,-46.58000564575195,38.05522155761719,null,{"v":0.3322378428170038,"d":"0.33224"},{"v":2.1088335369253755,"d":"2.10883"},{"v":1.9935115909595695,"d":"1.99351"},{"v":0.6878156898261587,"d":"0.68782"},"OK"]
[{"$nulls":13},51.8785400390625,-46.20998001098633,37.99406433105469,null,{"v":0.10441296464869765,"d":"0.10441"},{"v":0.4328789278623499,"d":"0.43288"},{"v":0.43052143324977327,"d":"0.43052"},{"v":0.04511609136237888,"d":"0.04512"},"OK"]
[{"$nulls":13},51.2796630859375,-45.87986373901367,38.150577545166016,null,{"v":3.2532773681025526,"d":"3.25328"},{"v":0.250960309416371,"d":"0.25096"},{"v":-0.2493967620397021,"d":"-0.24940"},{"v":-0.027970198184368928,"d":"-0.02797"},"OK"]
[{"$nulls":13},52.248252868652344,-45.95139694213867,38.13401794433594,null,{"v":0.6757295067242892,"d":"0.67573"},{"v":0.7498297224569944,"d":"0.74983"},{"v":0.5850552982778057,"d":"0.58506"},{"v":0.46899350809686174,"d":"0.46899"},"OK"]
[{"$nulls":13},48.53451156616211,-44.922828674316406,38.317867279052734,null,{"v":3.404040787083745,"d":"3.40404"},{"v":3.1550625534371353,"d":"3.15506"},{"v":-3.047026003218797,"d":"-3.04703"},{"v":-0.8185671944377814,"d":"-0.81857"},"NG"]
[{"$nulls":13},51.151424407958984,-45.07235336303711,38.44567108154297,null,{"v":2.5411012906060475,"d":"2.54110"},{"v":0.9909758959910708,"d":"0.99098"},{"v":-0.8176126610318509,"d":"-0.81761"},{"v":0.5599488931641184,"d":"0.55995"},"OK"]
[{"$nulls":13},52.71297836303711,-44.752288818359375,38.52915573120117,null,{"v":1.4103775397588307,"d":"1.41038"},{"v":1.7401435866006087,"d":"1.74014"},{"v":0.27795597259938054,"d":"0.27796"},{"v":1.7178009719649021,"d":"1.71780"},"NG"]
[{"$nulls":13},50.13576126098633,-45.45729064941406,38.1731071472168,null,{"v":3.3738398970321093,"d":"3.37384"},{"v":1.4682236805878808,"d":"1.46822"},{"v":-1.4288042472447582,"d":"-1.42880"},{"v":-0.3379337202682843,"d":"-0.33793"},"OK"]
[{"$nulls":13},51.21675109863281,-43.78252029418945,38.78220748901367,null,{"v":2.3087081844089945,"d":"2.30871"},{"v":2.2354968543496874,"d":"2.23550"},{"v":-1.5039180239371217,"d":"-1.50392"},{"v":1.6539881387375213,"d":"1.65399"},"NG"]
[{"$nulls":13},51.91157913208008,-45.228736877441406,38.24991226196289,null,{"v":1.691463214521815,"d":"1.69146"},{"v":0.8742106074525879,"d":"0.87421"},{"v":-0.1052324658960533,"d":"-0.10523"},{"v":0.8678538553835311,"d":"0.86785"},"OK"]
[{"$nulls":13},50.88847732543945,-45.25988006591797,38.2725944519043,null,{"v":2.872203783414778,"d":"2.87220"},{"v":0.9600716110412154,"d":"0.96007"},{"v":-0.9254454032584865,"d":"-0.92545"},{"v":0.2555157606000308,"d":"0.25552"},"OK"]
[{"$nulls":13},52.06887435913086,-45.74674987792969,38.15837860107422,null,{"v":1.0297016240921095,"d":"1.02970"},{"v":0.6226986918286999,"d":"0.62270"},{"v":0.32073629170307627,"d":"0.32074"},{"v":0.5337432828520967,"d":"0.53374"},"OK"]
[{"$nulls":13},52.959232330322266,-45.34523391723633,38.26153564453125,null,{"v":1.0326424268637386,"d":"1.03264"},{"v":1.5993991424892766,"d":"1.59940"},{"v":0.8197747500809525,"d":"0.81977"},{"v":1.3733342550614345,"d":"1.37333"},"NG"]
[{"$nulls":13},52.74833679199219,-46.891300201416016,37.812870025634766,null,{"v":-0.009188523821122563,"d":"-0.00919"},{"v":1.533871179495063,"d":"1.53387"},{"v":1.5338064283687303,"d":"1.53381"},{"v":-0.014093813548343357,"d":"-0.01409"},"OK"]
[{"$nulls":13},51.540138244628906,-45.40726089477539,38.26838684082031,null,{"v":2.1140482410072536,"d":"2.11405"},{"v":0.5940965624747887,"d":"0.59410"},{"v":-0.3071018585186989,"d":"-0.30710"},{"v":0.5085658010904013,"d":"0.50857"},"OK"]
[{"$nulls":13},49.91847229003906,-44.34968185424805,38.5750617980957,null,{"$f":"(ATAN2($N515-$A$3, $O515-$A$6))-$C$15","v":{"v":2.9457777573514576,"d":"2.94578"}},{"$f":"SQRT(($N515-$A$3)^2+($O515-$A$6)^2)","v":{"v":2.285777740632814,"d":"2.28578"}},{"v":-2.2420952576000612,"d":"-2.24210"},{"v":0.44473445495010566,"d":"0.44473"},{"$f":"IF(($T515/$A$9)^2 +($U515/$A$12)^2<=1, \"OK\", \"NG\")","v":"OK"}]
[{"$nulls":13},51.885040283203125,-46.48003387451172,37.913330078125,null,{"v":-0.2839044889467074,"d":"-0.28390"},{"v":0.6153767466908993,"d":"0.61538"},{"$f":"$S516*COS($R516)","v":{"v":0.5907426541896691,"d":"0.59074"}},{"$f":"$S516*SIN($R516)","v":{"v":-0.17237069614299375,"d":"-0.17237"}},"OK"]
[{"$nulls":13},50.82097625732422,-45.814849853515625,38.183380126953125,null,{"v":3.4862581332012406,"d":"3.48626"},{"v":0.703813767882251,"d":"0.70381"},{"v":-0.6624214481440106,"d":"-0.66242"},{"v":-0.23780589752864204,"d":"-0.23781"},"OK"]
[{"$nulls":13},50.821720123291016,-46.05086898803711,38.03694534301758,null,{"v":-2.4558705038056203,"d":"-2.45587"},{"v":0.6801847139507581,"d":"0.68018"},{"v":-0.5264370947271407,"d":"-0.52644"},{"v":-0.4307147900728765,"d":"-0.43071"},"OK"]
[{"$nulls":13},51.61039352416992,-45.64925003051758,38.20071792602539,null,{"v":1.876741234437565,"d":"1.87674"},{"v":0.3677122125665328,"d":"0.36771"},{"v":-0.11075283654590794,"d":"-0.11075"},{"v":0.35063667872544424,"d":"0.35064"},"OK"]
[{"$nulls":13},52.0726432800293,-47.43547439575195,37.834991455078125,null,{"v":-0.5803537883049257,"d":"-0.58035"},{"v":1.545479558914367,"d":"1.54548"},{"v":1.2924362018729285,"d":"1.29244"},{"v":-0.8474170939451395,"d":"-0.84742"},"OK"]
[{"$nulls":13},50.918907165527344,-44.6995849609375,38.46183395385742,null,{"v":2.6018943848652967,"d":"2.60189"},{"v":1.4243413060412835,"d":"1.42434"},{"v":-1.221890807162736,"d":"-1.22189"},{"v":0.731936480486242,"d":"0.73194"},"OK"]
[{"$nulls":13},52.11152267456055,-46.9346809387207,37.682159423828125,null,{"v":-0.3805682233906341,"d":"-0.38057"},{"v":1.1169549850864624,"d":"1.11695"},{"v":1.0370410109520152,"d":"1.03704"},{"v":-0.41489080528871897,"d":"-0.41489"},"OK"]
[{"$nulls":13},52.2612190246582,-47.32219696044922,37.83753967285156,null,{"v":-0.43755372483076016,"d":"-0.43755"},{"v":1.5256668069151726,"d":"1.52567"},{"v":1.3819351409290874,"d":"1.38194"},{"v":-0.6464630476585974,"d":"-0.64646"},"OK"]
[{"$nulls":13},50.63471221923828,-45.92791748046875,38.0762939453125,null,{"v":3.669345118162034,"d":"3.66935"},{"v":0.8682849953543555,"d":"0.86828"},{"v":-0.7501470891851859,"d":"-0.75015"},{"v":-0.4372621384758873,"d":"-0.43726"},"OK"]
[{"$nulls":13},52.71282958984375,-44.53722381591797,38.61460876464844,null,{"v":1.4894098995395835,"d":"1.48941"},{"v":1.9001762493827112,"d":"1.90018"},{"v":0.15447788704973434,"d":"0.15448"},{"v":1.8938865755717256,"d":"1.89389"},"NG"]
[{"$nulls":13},51,-45.25218200683594,38.214576721191406,null,{"v":2.7710096511852287,"d":"2.77101"},{"v":0.8995730936949625,"d":"0.89957"},{"v":-0.8385068017027298,"d":"-0.83851"},{"v":0.32578841968091,"d":"0.32579"},"OK"]
[{"$nulls":13},52.32501220703125,-46.72877883911133,38.08723449707031,null,{"v":-0.11267737279997192,"d":"-0.11268"},{"v":1.1008014071970609,"d":"1.10080"},{"v":1.0938208053785494,"d":"1.09382"},{"v":-0.12377311423750689,"d":"-0.12377"},"OK"]
[{"$nulls":13},50.91449737548828,-46.272945404052734,37.987709045410156,null,{"v":-2.0945058711016626,"d":"-2.09451"},{"v":0.6459973040993446,"d":"0.64600"},{"v":-0.3230606196303806,"d":"-0.32306"},{"v":-0.5594142945506986,"d":"-0.55941"},"OK"]
[{"$nulls":13},53.785682678222656,-46.53534698486328,38.12215042114258,null,{"v":0.3807949125397885,"d":"0.38079"},{"v":2.3475394990775555,"d":"2.34754"},{"v":2.1793840542511846,"d":"2.17938"},{"v":0.872483148149561,"d":"0.87248"},"NG"]
[{"$nulls":13},51.81658172607422,-45.72757339477539,38.36296844482422,null,{"v":1.3214381703065525,"d":"1.32144"},{"v":0.4176604416488792,"d":"0.41766"},{"v":0.10307108670628917,"d":"0.10307"},{"v":0.40474262884396234,"d":"0.40474"},"OK"]
[{"$nulls":13},51.95730972290039,-45.89299011230469,38.18465805053711,null,{"v":0.8407281046821575,"d":"0.84073"},{"v":0.4696629629040334,"d":"0.46966"},{"v":0.3132278443484844,"d":"0.31323"},{"v":0.3499594494346411,"d":"0.34996"},"OK"]
[{"$nulls":13},50.60049819946289,-46.176753997802734,37.98872756958008,null,{"v":-2.3366974667883964,"d":"-2.33670"},{"v":0.9167035861764428,"d":"0.91670"},{"v":-0.6354468105811092,"d":"-0.63545"},{"v":-0.6607214358797864,"d":"-0.66072"},"OK"]
[{"$nulls":13},51.31147766113281,-46.52071762084961,37.98689651489258,null,{"v":-1.3072943825999603,"d":"-1.30729"},{"v":0.5537937458253137,"d":"0.55379"},{"v":0.14424289803491547,"d":"0.14424"},{"v":-0.5346788749162633,"d":"-0.53468"},"OK"]
[{"$nulls":13},52.0762939453125,-44.65313720703125,38.389217376708984,null,{"v":1.7773551338202722,"d":"1.77736"},{"v":1.4649757999664803,"d":"1.46498"},{"v":-0.30045639763072957,"d":"-0.30046"},{"v":1.4338340376801613,"d":"1.43383"},"NG"]
[{"$nulls":13},51.923423767089844,-44.59458541870117,38.469940185546875,null,{"v":1.889030571287882,"d":"1.88903"},{"v":1.467813963642503,"d":"1.46781"},{"v":-0.4592642427249879,"d":"-0.45926"},{"v":1.3941141227382206,"d":"1.39411"},"NG"]
[{"$nulls":13},52.91347122192383,-46.40538024902344,37.98960876464844,null,{"v":0.3315642492906387,"d":"0.33156"},{"v":1.4704536856035773,"d":"1.47045"},{"v":1.390364399584526,"d":"1.39036"},{"v":0.47866572665389856,"d":"0.47867"},"OK"]
[{"$nulls":13},51.86390686035156,-46.34970474243164,38.060508728027344,null,{"v":-0.1546338046500425,"d":"-0.15463"},{"v":0.504699524360893,"d":"0.50470"},{"v":0.4986774485267719,"d":"0.49868"},{"v":-0.07773295453628674,"d":"-0.07773"},"OK"]
[{"$nulls":13},52.35403823852539,-45.32814025878906,38.14250564575195,null,{"v":1.277434866143386,"d":"1.27743"},{"v":1.08663555285274,"d":"1.08664"},{"v":0.3142242528975377,"d":"0.31422"},{"v":1.0402114898493307,"d":"1.04021"},"NG"]
[{"$nulls":13},50.772430419921875,-46.99177551269531,37.82878112792969,null,{"v":-1.5928553204242502,"d":"-1.59286"},{"v":1.2300309595441528,"d":"1.23003"},{"v":-0.02713104465146999,"d":"-0.02713"},{"v":-1.2297317056387662,"d":"-1.22973"},"NG"]
[{"$nulls":13},52.821590423583984,-46.39332962036133,38.00907516479492,null,{"v":0.32159483235011177,"d":"0.32159"},{"v":1.3788797764716407,"d":"1.37888"},{"v":1.3081880991497359,"d":"1.30819"},{"v":0.43583636287657623,"d":"0.43584"},"OK"]
[{"$nulls":13},52.655860900878906,-47.48175811767578,37.868499755859375,null,{"v":-0.29746721326808245,"d":"-0.29747"},{"v":1.8792609029825187,"d":"1.87926"},{"v":1.7967273605393805,"d":"1.79673"},{"v":-0.550810614792292,"d":"-0.55081"},"OK"]
[{"$nulls":13},50.70014190673828,-45.67538070678711,38.16257858276367,null,{"v":3.3669219489507176,"d":"3.36692"},{"v":0.8632210927000736,"d":"0.86322"},{"v":-0.8413993696082772,"d":"-0.84140"},{"v":-0.19286719706861208,"d":"-0.19287"},"OK"]
[{"$nulls":13},52.392765045166016,-46.51932144165039,38.0114631652832,null,{"v":0.08401029649890579,"d":"0.08401"},{"v":1.0328234048607332,"d":"1.03282"},{"v":1.0291808536400147,"d":"1.02918"},{"v":0.08666577253408003,"d":"0.08667"},"OK"]
[{"$nulls":13},51.3813362121582,-43.71072769165039,38.893917083740234,null,{"v":2.2334499353031543,"d":"2.23345"},{"v":2.2923456973853904,"d":"2.29235"},{"v":-1.4102763368539848,"d":"-1.41028"},{"v":1.8071993387645475,"d":"1.80720"},"NG"]
[{"$nulls":13},51.59492874145508,-45.35261917114258,38.179893493652344,null,{"v":2.0360641033130604,"d":"2.03606"},{"v":0.6543037547854724,"d":"0.65430"},{"v":-0.29356131615331815,"d":"-0.29356"},{"v":0.5847522186231526,"d":"0.58475"},"OK"]
[{"$nulls":13},52.57880783081055,-47.16046905517578,37.8608512878418,null,{"v":-0.21098444825457519,"d":"-0.21098"},{"v":1.584460401473867,"d":"1.58446"},{"v":1.5493253451668223,"d":"1.54933"},{"v":-0.3318218477774404,"d":"-0.33182"},"OK"]
[{"$nulls":13},52.23174285888672,-44.3316764831543,38.49641799926758,null,{"v":1.768320091951906,"d":"1.76832"},{"v":1.8217439360108005,"d":"1.82174"},{"v":-0.35750239872207573,"d":"-0.35750"},{"v":1.7863210806851286,"d":"1.78632"},"NG"]
[{"$nulls":13},50.890968322753906,-45.45252990722656,38.34288024902344,null,{"v":3.020240397284816,"d":"3.02024"},{"v":0.8189280104933194,"d":"0.81893"},{"v":-0.812905488274656,"d":"-0.81291"},{"v":0.09913502662273041,"d":"0.09914"},"OK"]
[{"$nulls":13},52.413360595703125,-46.213741302490234,38.01974105834961,null,{"v":0.38098566337890466,"d":"0.38099"},{"v":0.9380367381789422,"d":"0.93804"},{"v":0.8707781737266058,"d":"0.87078"},{"v":0.34879549070299976,"d":"0.34880"},"OK"]
[{"$nulls":13},52.251564025878906,-47.03837203979492,37.94831848144531,null,{"v":-0.333416010474477,"d":"-0.33342"},{"v":1.2818209617661804,"d":"1.28182"},{"v":1.2112309424049086,"d":"1.21123"},{"v":-0.4195051634772721,"d":"-0.41951"},"OK"]
[{"$nulls":13},52.02446746826172,-45.86890411376953,38.128963470458984,null,{"v":0.8558062500781276,"d":"0.85581"},{"v":0.5406036039940993,"d":"0.54060"},{"v":0.3544250875453044,"d":"0.35443"},{"v":0.40820964463117754,"d":"0.40821"},"OK"]
[{"$nulls":13},51.97188186645508,-45.36944580078125,38.226173400878906,null,{"v":1.5392105513781562,"d":"1.53921"},{"v":0.7875729134762871,"d":"0.78757"},{"v":0.024871965055504038,"d":"0.02487"},{"v":0.7871800806650312,"d":"0.78718"},"OK"]
[{"$nulls":13},51.9569206237793,-46.10121154785156,38.13595199584961,null,{"v":0.39287706051455495,"d":"0.39288"},{"v":0.4679959763217745,"d":"0.46800"},{"v":0.43234002198088495,"d":"0.43234"},{"v":0.17917125675436557,"d":"0.17917"},"OK"]
[{"$nulls":13},51.716880798339844,-45.13048553466797,38.33441162109375,null,{"v":1.9372218206312264,"d":"1.93722"},{"v":0.8961543874300768,"d":"0.89615"},{"v":-0.32107465905372007,"d":"-0.32107"},{"v":0.8366622672403206,"d":"0.83666"},"OK"]
[{"$nulls":13},51.97532653808594,-45.751888275146484,38.185001373291016,null,{"v":1.0919431181742805,"d":"1.09194"},{"v":0.5361853651663283,"d":"0.53619"},{"v":0.2470536664195142,"d":"0.24705"},{"v":0.475877328444237,"d":"0.47588"},"OK"]
[{"$nulls":13},50.34130859375,-45.766746520996094,38.067901611328125,null,{"v":3.5538052639626097,"d":"3.55381"},{"v":1.181936106727021,"d":"1.18194"},{"v":-1.082933133383318,"d":"-1.08293"},{"v":-0.47352802346388817,"d":"-0.47353"},"OK"]
[{"$nulls":13},53.3448600769043,-46.633548736572266,37.988365173339844,null,{"v":0.2800706751387722,"d":"0.28007"},{"v":1.9506134176119168,"d":"1.95061"},{"v":1.874609530001129,"d":"1.87461"},{"v":0.5391955257572041,"d":"0.53920"},"OK"]
[{"$nulls":13},50.98298263549805,-45.488895416259766,38.31060028076172,null,{"v":2.9728107150175287,"d":"2.97281"},{"v":0.7270040238656342,"d":"0.72700"},{"v":-0.7166733768090902,"d":"-0.71667"},{"v":0.12212338715364712,"d":"0.12212"},"OK"]
[{"$nulls":13},51.86262893676758,-45.87200927734375,38.13561248779297,null,{"v":0.9501677571888327,"d":"0.95017"},{"v":0.3845534694515878,"d":"0.38455"},{"v":0.2236357722843382,"d":"0.22364"},{"v":0.31283927538280887,"d":"0.31284"},"OK"]
[{"$nulls":13},50.596282958984375,-46.03621292114258,38.04281997680664,null,{"v":-2.4906777583765303,"d":"-2.49068"},{"v":0.9044422954946962,"d":"0.90444"},{"v":-0.7195107833479265,"d":"-0.71951"},{"v":-0.5480146882390732,"d":"-0.54801"},"OK"]
[{"$nulls":13},50.2260627746582,-46.53359603881836,37.913536071777344,null,{"v":-2.1340724205905364,"d":"-2.13407"},{"v":1.3811736989800378,"d":"1.38117"},{"v":-0.7374901680381094,"d":"-0.73749"},{"v":-1.167796659869055,"d":"-1.16780"},"NG"]
[{"$nulls":13},52.92397689819336,-44.24567413330078,38.611351013183594,null,{"v":1.499830313915398,"d":"1.49983"},{"v":2.2595064622962124,"d":"2.25951"},{"v":0.1602136083555894,"d":"0.16021"},{"v":2.2538192147676854,"d":"2.25382"},"NG"]
[{"$nulls":13},53.55533981323242,-46.36771774291992,38.038665771484375,null,{"v":0.4338297555181434,"d":"0.43383"},{"v":2.0879746373738377,"d":"2.08797"},{"v":1.894550042284952,"d":"1.89455"},{"v":0.8776777447300892,"d":"0.87768"},"NG"]
[{"$nulls":13},49.39731979370117,-46.05225372314453,37.92793655395508,null,{"v":-2.505881521018776,"d":"-2.50588"},{"v":2.1033293849379247,"d":"2.10333"},{"v":-1.6924432851683702,"d":"-1.69244"},{"v":-1.2488515636503177,"d":"-1.24885"},"NG"]
[{"$nulls":13},51.119163513183594,-45.93511199951172,38.09726333618164,null,{"v":3.5836956758639795,"d":"3.58370"},{"v":0.3863248403843972,"d":"0.38632"},{"v":-0.34918121479751024,"d":"-0.34918"},{"v":-0.16528569669080562,"d":"-0.16529"},"OK"]
[{"$nulls":13},50.94136428833008,-45.88057327270508,38.084712982177734,null,{"v":3.541845407807638,"d":"3.54185"},{"v":0.5712587868429997,"d":"0.57126"},{"v":-0.5261079418741418,"d":"-0.52611"},{"v":-0.22259163291168524,"d":"-0.22259"},"OK"]
[{"$nulls":13},51.71762466430664,-43.6678581237793,38.81953430175781,null,{"v":2.088615652054048,"d":"2.08862"},{"v":2.342273729805464,"d":"2.34227"},{"v":-1.1593939377732234,"d":"-1.15939"},{"v":2.0352031648932494,"d":"2.03520"},"NG"]
[{"$nulls":13},52.11021041870117,-45.27288055419922,38.3941764831543,null,{"v":1.4834614623650388,"d":"1.48346"},{"v":0.9492415096028485,"d":"0.94924"},{"v":0.08279653140154687,"d":"0.08280"},{"v":0.9456236978528866,"d":"0.94562"},"OK"]
[{"$nulls":13},52.26920700073242,-45.322471618652344,38.40766525268555,null,{"v":1.332978713637329,"d":"1.33298"},{"v":1.025048348863283,"d":"1.02505"},{"v":0.24148317263128613,"d":"0.24148"},{"v":0.9961977689411232,"d":"0.99620"},"OK"]
[{"$nulls":13},51.78982162475586,-45.953189849853516,38.05318832397461,null,{"v":0.7709960243310556,"d":"0.77100"},{"v":0.29357752695474254,"d":"0.29358"},{"v":0.21055877729184141,"d":"0.21056"},{"v":0.20457948489090327,"d":"0.20458"},"OK"]
[{"$nulls":13},51.74566650390625,-45.76563262939453,38.28105926513672,null,{"v":1.3727295473316659,"d":"1.37273"},{"v":0.33952922635031096,"d":"0.33953"},{"v":0.0668106176592846,"d":"0.06681"},{"v":0.3328910285874727,"d":"0.33289"},"OK"]
[{"$nulls":13},51.42934799194336,-46.33247375488281,37.9871711730957,null,{"v":-1.1693203238318575,"d":"-1.16932"},{"v":0.3398977845298673,"d":"0.33990"},{"v":0.13282437467321537,"d":"0.13282"},{"v":-0.3128708829868663,"d":"-0.31287"},"OK"]
[{"$nulls":13},50.37233352661133,-44.783390045166016,38.40362548828125,null,{"v":2.929137220935548,"d":"2.92914"},{"v":1.658846423695091,"d":"1.65885"},{"v":-1.6215490992753725,"d":"-1.62155"},{"v":0.3497856144057696,"d":"0.34979"},"OK"]
[{"$nulls":13},52.39704132080078,-45.4263801574707,38.207733154296875,null,{"v":1.1797935068827572,"d":"1.17979"},{"v":1.06476422505987,"d":"1.06476"},{"v":0.4057984066474549,"d":"0.40580"},{"v":0.9844036306971505,"d":"0.98440"},"OK"]
[{"$nulls":13},50.964012145996094,-45.12843322753906,38.176151275634766,null,{"v":2.7330161251806375,"d":"2.73302"},{"v":1.0231869909736384,"d":"1.02319"},{"v":-0.9389657097114972,"d":"-0.93897"},{"v":0.40651570016872995,"d":"0.40652"},"OK"]
[{"$nulls":13},51.00433349609375,-44.56217956542969,38.488319396972656,null,{"v":2.5136379576125467,"d":"2.51364"},{"v":1.5208592588279188,"d":"1.52086"},{"v":-1.2307261509339347,"d":"-1.23073"},{"v":0.8934909213696292,"d":"0.89349"},"OK"]
[{"$nulls":13},52.17818832397461,-46.73145294189453,37.90770721435547,null,{"v":-0.21230089560592125,"d":"-0.21230"},{"v":0.9974782248157873,"d":"0.99748"},{"v":0.9750835237670804,"d":"0.97508"},{"v":-0.2101783306138573,"d":"-0.21018"},"OK"]
[{"$nulls":13},50.361663818359375,-44.37055587768555,38.33399200439453,null,{"v":2.7914500020443116,"d":"2.79145"},{"v":1.9876864466452642,"d":"1.98769"},{"v":-1.8670811631893254,"d":"-1.86708"},{"v":0.6818396734136791,"d":"0.68184"},"OK"]
[{"$nulls":13},53.044498443603516,-45.94999694824219,38.04934310913086,null,{"$f":"(ATAN2($N579-$A$3, $O579-$A$6))-$C$15","v":{"v":0.6432288789165876,"d":"0.64323"}},{"$f":"SQRT(($N579-$A$3)^2+($O579-$A$6)^2)","v":{"v":1.5453076546366995,"d":"1.54531"}},{"v":1.2364984852450631,"d":"1.23650"},{"v":0.926848015299942,"d":"0.92685"},{"$f":"IF(($T579/$A$9)^2 +($U579/$A$12)^2<=1, \"OK\", \"NG\")","v":"NG"}]
[{"$nulls":13},50.15073776245117,-45.66501998901367,38.10483932495117,null,{"v":3.5091090503863462,"d":"3.50911"},{"v":1.390223073264025,"d":"1.39022"},{"$f":"$S580*COS($R580)","v":{"v":-1.2973875611204342,"d":"-1.29739"}},{"$f":"$S580*SIN($R580)","v":{"v":-0.4995054651208959,"d":"-0.49951"}},"OK"]
[{"$nulls":13},50.9300537109375,-46.10024642944336,38.043495178222656,null,{"v":-2.3566207483491235,"d":"-2.35662"},{"v":0.5786951866330471,"d":"0.57870"},{"v":-0.4093736780634327,"d":"-0.40937"},{"v":-0.409024829003172,"d":"-0.40902"},"OK"]
[{"$nulls":13},51.821231842041016,-45.79330825805664,38.31728744506836,null,{"v":1.18261134097351,"d":"1.18261"},{"v":0.38198347153855267,"d":"0.38198"},{"v":0.14458420733155428,"d":"0.14458"},{"v":0.35356297815092347,"d":"0.35356"},"OK"]
[{"$nulls":13},51.30044937133789,-46.633453369140625,37.99220275878906,null,{"v":-1.265110320745825,"d":"-1.26511"},{"v":0.664141268311985,"d":"0.66414"},{"v":0.19987162065852304,"d":"0.19987"},{"v":-0.6333521607529159,"d":"-0.63335"},"OK"]
[{"$nulls":13},52.71571731567383,-46.41885757446289,37.94276428222656,null,{"v":0.27906698651474976,"d":"0.27907"},{"v":1.2858500143150888,"d":"1.28585"},{"v":1.2361041593108097,"d":"1.23610"},{"v":0.35419876714724857,"d":"0.35420"},"OK"]
[{"$nulls":13},51.62325668334961,-45.660221099853516,38.36043930053711,null,{"v":1.8336687222492096,"d":"1.83367"},{"v":0.36144420174502795,"d":"0.36144"},{"v":-0.09392320655518499,"d":"-0.09392"},{"v":0.34902770985337617,"d":"0.34903"},"OK"]
[{"$nulls":13},52.28951644897461,-46.7203369140625,37.98556900024414,null,{"v":-0.1287462370959057,"d":"-0.12875"},{"v":1.0687476282839474,"d":"1.06875"},{"v":1.0599022933174154,"d":"1.05990"},{"v":-0.13721742448773178,"d":"-0.13722"},"OK"]
[{"$nulls":13},50.60623550415039,-46.59119415283203,37.78968048095703,null,{"v":-1.9463344446705186,"d":"-1.94633"},{"v":1.0715995055915664,"d":"1.07160"},{"v":-0.39303397851515554,"d":"-0.39303"},{"v":-0.9969201533305653,"d":"-0.99692"},"NG"]
[{"$nulls":13},50.662994384765625,-46.232784271240234,38.03919219970703,null,{"v":-2.2594670222959516,"d":"-2.25947"},{"v":0.8687732252266535,"d":"0.86877"},{"v":-0.5521152880640544,"d":"-0.55212"},{"v":-0.6707724096567089,"d":"-0.67077"},"OK"]
[{"$nulls":13},51.7349853515625,-47.11528015136719,37.903629302978516,null,{"v":-0.7522721404634178,"d":"-0.75227"},{"v":1.1397666127249773,"d":"1.13977"},{"v":0.8321871458646358,"d":"0.83219"},{"v":-0.7788019554034514,"d":"-0.77880"},"OK"]
[{"$nulls":13},51.10219192504883,-44.8918571472168,38.467315673828125,null,{"v":2.526319436401457,"d":"2.52632"},{"v":1.1773834747739809,"d":"1.17738"},{"v":-0.9614699262981924,"d":"-0.96147"},{"v":0.6795641452394334,"d":"0.67956"},"OK"]
[{"$nulls":13},51.49012756347656,-46.04307556152344,38.073246002197266,null,{"v":-1.185228902581409,"d":"-1.18523"},{"v":0.044192408889635694,"d":"0.04419"},{"v":0.01662010051214639,"d":"0.01662"},{"v":-0.04094803124003525,"d":"-0.04095"},"OK"]
[{"$nulls":13},51.7987174987793,-45.994834899902344,38.00277328491211,null,{"v":0.6281544343927247,"d":"0.62815"},{"v":0.2987621501060301,"d":"0.29876"},{"v":0.24173247008254534,"d":"0.24173"},{"v":0.17556832072947945,"d":"0.17557"},"OK"]
[{"$nulls":13},51.725669860839844,-46.472007751464844,37.96122741699219,null,{"v":-0.5139513754599645,"d":"-0.51395"},{"v":0.5231808516511017,"d":"0.52318"},{"v":0.4555904518566456,"d":"0.45559"},{"v":-0.2572071999603231,"d":"-0.25721"},"OK"]
[{"$nulls":13},51.318824768066406,-47.672271728515625,37.669063568115234,null,{"v":-1.067850942713772,"d":"-1.06785"},{"v":1.6820574302498794,"d":"1.68206"},{"v":0.8107655970396609,"d":"0.81077"},{"v":-1.473762648907805,"d":"-1.47376"},"NG"]
[{"$nulls":13},49.69398498535156,-45.52548599243164,38.187416076660156,null,{"v":3.495524205577552,"d":"3.49552"},{"v":1.867311911951022,"d":"1.86731"},{"v":-1.751570944725594,"d":"-1.75157"},{"v":-0.6471885367551492,"d":"-0.64719"},"OK"]
[{"$nulls":13},52.588523864746094,-45.038475036621094,38.479652404785156,null,{"v":1.3343932591487326,"d":"1.33439"},{"v":1.4523823392352921,"d":"1.45238"},{"v":0.3401584871066738,"d":"0.34016"},{"v":1.4119867786108615,"d":"1.41199"},"NG"]
[{"$nulls":13},50.87778091430664,-45.40378952026367,38.22764587402344,null,{"v":2.9884024940973557,"d":"2.98840"},{"v":0.861756071489202,"d":"0.86176"},{"v":-0.8516643183236533,"d":"-0.85166"},{"v":0.1314968275009303,"d":"0.13150"},"OK"]
[{"$nulls":13},49.24358367919922,-45.654685974121094,38.29290771484375,null,{"v":3.6005996061718006,"d":"3.60060"},{"v":2.282686222248873,"d":"2.28269"},{"v":-2.0464120303366613,"d":"-2.04641"},{"v":-1.011362541988883,"d":"-1.01136"},"NG"]
[{"$nulls":13},50.836788177490234,-45.1754150390625,38.27640914916992,null,{"v":2.8590175934618367,"d":"2.85902"},{"v":1.0582014360796452,"d":"1.05820"},{"v":-1.0162338235687003,"d":"-1.01623"},{"v":0.2950577827408779,"d":"0.29506"},"OK"]
[{"$nulls":13},49.362735748291016,-45.5314826965332,38.068424224853516,null,{"v":3.5366578448307937,"d":"3.53666"},{"v":2.188014384157692,"d":"2.18801"},{"v":-2.019474866264484,"d":"-2.01947"},{"v":-0.842097506116131,"d":"-0.84210"},"NG"]
[{"$nulls":13},51.1237678527832,-45.86992263793945,38.17356491088867,null,{"v":3.419585909761131,"d":"3.41959"},{"v":0.39808384634394817,"d":"0.39808"},{"v":-0.38280064230050936,"d":"-0.38280"},{"v":-0.10924475719369615,"d":"-0.10924"},"OK"]
[{"$nulls":13},51.048011779785156,-46.66997146606445,37.93671417236328,null,{"v":-1.5534320336910576,"d":"-1.55343"},{"v":0.8081801263044859,"d":"0.80818"},{"v":0.01403277137860253,"d":"0.01403"},{"v":-0.8080582886654716,"d":"-0.80806"},"OK"]
[{"$nulls":13},51.652015686035156,-46.82809066772461,37.89789581298828,null,{"v":-0.77837875243256,"d":"-0.77838"},{"v":0.8419280983393586,"d":"0.84193"},{"v":0.5994972541487315,"d":"0.59950"},{"v":-0.5911395478577456,"d":"-0.59114"},"OK"]
[{"$nulls":13},50.569759368896484,-45.798377990722656,37.98015213012695,null,{"v":3.5390175064222547,"d":"3.53902"},{"v":0.9518398323147127,"d":"0.95184"},{"v":-0.8776541482203633,"d":"-0.87765"},{"v":-0.36840502506411216,"d":"-0.36841"},"OK"]
[{"$nulls":13},52.354095458984375,-46.58833694458008,37.95701217651367,null,{"v":7.6670887410262845E-3,"d":"0.00767"},{"v":1.037120732323654,"d":"1.03712"},{"v":1.0370902492908998,"d":"1.03709"},{"v":0.007951618784358561,"d":"0.00795"},"OK"]
[{"$nulls":13},52.847877502441406,-47.176795959472656,37.84781265258789,null,{"v":-0.10687253288856102,"d":"-0.10687"},{"v":1.789307824779977,"d":"1.78931"},{"v":1.7790990443226546,"d":"1.77910"},{"v":-0.1908640414249618,"d":"-0.19086"},"OK"]
[{"$nulls":13},50.04042434692383,-45.074737548828125,38.256103515625,null,{"v":3.187465860270378,"d":"3.18747"},{"v":1.7281411084171685,"d":"1.72814"},{"v":-1.7263231194443842,"d":"-1.72632"},{"v":-0.07924757329489711,"d":"-0.07925"},"OK"]
[{"$nulls":13},49.032405853271484,-44.74184036254883,38.3322868347168,null,{"v":3.2809431124818023,"d":"3.28094"},{"v":2.7698351117494515,"d":"2.76984"},{"v":-2.742985510978181,"d":"-2.74299"},{"v":-0.38472981798121886,"d":"-0.38473"},"OK"]
[{"$nulls":13},53.47595977783203,-46.99563217163086,37.8574104309082,null,{"v":0.14412427768566027,"d":"0.14412"},{"v":2.212622982976628,"d":"2.21262"},{"v":2.189682644364412,"d":"2.18968"},{"v":0.3177898389905944,"d":"0.31779"},"OK"]
[{"$nulls":13},48.986717224121094,-44.851951599121094,38.32518005371094,null,{"v":3.32396980432018,"d":"3.32397"},{"v":2.7630789786559116,"d":"2.76308"},{"v":-2.7172542342721586,"d":"-2.71725"},{"v":-0.5011335836084242,"d":"-0.50113"},"NG"]
[{"$nulls":13},50.26030731201172,-45.01249694824219,38.34928894042969,null,{"v":3.079811398309353,"d":"3.07981"},{"v":1.5849290955379054,"d":"1.58493"},{"v":-1.5819052809687444,"d":"-1.58191"},{"v":0.09785662944226306,"d":"0.09786"},"OK"]
[{"$nulls":13},50.04237747192383,-46.47870635986328,38.04422378540039,null,{"v":-2.213409094312488,"d":"-2.21341"},{"v":1.5342174595958435,"d":"1.53422"},{"v":-0.9194397857263223,"d":"-0.91944"},{"v":-1.2281912284950818,"d":"-1.22819"},"NG"]
[{"$nulls":13},51.85274887084961,-44.631187438964844,38.462406158447266,null,{"v":1.929445051460873,"d":"1.92945"},{"v":1.4135344329492996,"d":"1.41353"},{"v":-0.4961636721140026,"d":"-0.49616"},{"v":1.323594047889173,"d":"1.32359"},"NG"]
[{"$nulls":13},52.29584884643555,-46.82976531982422,37.982582092285156,null,{"v":-0.19539368916332567,"d":"-0.19539"},{"v":1.149732956975566,"d":"1.14973"},{"v":1.1278550446551756,"d":"1.12786"},{"v":-0.22322381280152606,"d":"-0.22322"},"OK"]
[{"$nulls":13},51.22637939453125,-45.54458999633789,38.1765251159668,null,{"v":2.7226856712784917,"d":"2.72269"},{"v":0.5312875936558351,"d":"0.53129"},{"v":-0.4853493253084477,"d":"-0.48535"},{"v":0.21610770369249294,"d":"0.21611"},"OK"]
[{"$nulls":13},52.42255401611328,-45.172645568847656,38.32217788696289,null,{"v":1.3419143683177257,"d":"1.34191"},{"v":1.2392018670879101,"d":"1.23920"},{"v":0.2811610020466056,"d":"0.28116"},{"v":1.2068843185335996,"d":"1.20688"},"NG"]
[{"$nulls":13},50.6495246887207,-45.2860107421875,38.26311492919922,null,{"v":3.054080784084112,"d":"3.05408"},{"v":1.1104453680245874,"d":"1.11045"},{"v":-1.1061960039407746,"d":"-1.10620"},{"v":0.09705316188936361,"d":"0.09705"},"OK"]
[{"$nulls":13},51.190956115722656,-46.207218170166016,38.13365173339844,null,{"v":-1.9400661813775397,"d":"-1.94007"},{"v":0.37208532953635787,"d":"0.37209"},{"v":-0.13429846998978873,"d":"-0.13430"},{"v":-0.34700347752519983,"d":"-0.34700"},"OK"]
[{"$nulls":13},51.50000762939453,-48.20045852661133,37.60401153564453,null,{"v":-0.9599276214129109,"d":"-0.95993"},{"v":2.2004585266245544,"d":"2.20046"},{"v":1.262137409666126,"d":"1.26214"},{"v":-1.8025057244058857,"d":"-1.80251"},"NG"]
[{"$nulls":13},49.30770492553711,-45.50785827636719,38.085548400878906,null,{"v":3.531631792846479,"d":"3.53163"},{"v":2.2468558408706434,"d":"2.24686"},{"v":-2.0781038879519347,"d":"-2.07810"},{"v":-0.8543098972466485,"d":"-0.85431"},"NG"]
[{"$nulls":13},52.005306243896484,-45.7724494934082,38.34183120727539,null,{"v":1.0339868881603609,"d":"1.03399"},{"v":0.5541783405826655,"d":"0.55418"},{"v":0.2834050340189991,"d":"0.28341"},{"v":0.4762302172937441,"d":"0.47623"},"OK"]
[{"$nulls":13},51.145137786865234,-44.939849853515625,38.37889862060547,null,{"v":2.504667026954185,"d":"2.50467"},{"v":1.1179649025804637,"d":"1.11796"},{"v":-0.8987632503478064,"d":"-0.89876"},{"v":0.6648835561404659,"d":"0.66488"},"OK"]
[{"$nulls":13},51.15500259399414,-46.94827651977539,37.92120361328125,null,{"v":-1.3088600281724418,"d":"-1.30886"},{"v":1.0090845198040146,"d":"1.00908"},{"v":0.2613037364840419,"d":"0.26130"},{"v":-0.9746650324124576,"d":"-0.97467"},"OK"]
[{"$nulls":13},50.46436309814453,-44.76182556152344,38.342655181884766,null,{"v":2.878220161063741,"d":"2.87822"},{"v":1.614193214141834,"d":"1.61419"},{"v":-1.5585317672983694,"d":"-1.55853"},{"v":0.4202361989445533,"d":"0.42024"},"OK"]
[{"$nulls":13},51.03117370605469,-45.571006774902344,38.21757125854492,null,{"v":3.0113971071818098,"d":"3.01140"},{"v":0.6354787809787081,"d":"0.63548"},{"v":-0.6301004223719903,"d":"-0.63010"},{"v":0.08250296237605269,"d":"0.08250"},"OK"]
[{"$nulls":13},52.40839767456055,-45.47200012207031,38.25390625,null,{"v":1.1373787134552977,"d":"1.13738"},{"v":1.0506998649665726,"d":"1.05070"},{"v":0.4412675237669408,"d":"0.44127"},{"v":0.9535476803544574,"d":"0.95355"},"OK"]
[{"$nulls":13},53.22997283935547,-46.45753479003906,37.932823181152344,null,{"v":0.3523100018337046,"d":"0.35231"},{"v":1.7894535783315844,"d":"1.78945"},{"v":1.6795419622996937,"d":"1.67954"},{"v":0.6174810975877777,"d":"0.61748"},"OK"]
[{"$nulls":13},51.69401931762695,-44.31437683105469,38.611751556396484,null,{"v":2.0670634493911786,"d":"2.06706"},{"v":1.6967524755537167,"d":"1.69675"},{"v":-0.8079024096087358,"d":"-0.80790"},{"v":1.4920665735301708,"d":"1.49207"},"NG"]
[{"$nulls":13},50.62800598144531,-44.021270751953125,38.64348220825195,null,{"v":2.5967412238125522,"d":"2.59674"},{"v":2.1623466432261282,"d":"2.16235"},{"v":-1.849248153505157,"d":"-1.84925"},{"v":1.1207248869499917,"d":"1.12072"},"NG"]
[{"$nulls":13},51.261634826660156,-45.588314056396484,38.18080139160156,null,{"v":2.7064949574725228,"d":"2.70649"},{"v":0.4757134347714502,"d":"0.47571"},{"v":-0.4313906754565552,"d":"-0.43139"},{"v":0.20051273563339536,"d":"0.20051"},"OK"]
[{"$nulls":13},52.536800384521484,-45.16746520996094,38.359100341796875,null,{"v":1.2874234389009365,"d":"1.28742"},{"v":1.3296876377440243,"d":"1.32969"},{"v":0.37177481649151517,"d":"0.37177"},{"v":1.2766568449634317,"d":"1.27666"},"NG"]
[{"$nulls":13},51.73665237426758,-46.18533706665039,37.985477447509766,null,{"v":-0.05352376224186228,"d":"-0.05352"},{"v":0.30058971126945316,"d":"0.30059"},{"v":0.3001592503802176,"d":"0.30016"},{"v":-0.01608101154278116,"d":"-0.01608"},"OK"]
[{"$nulls":13},50.85414505004883,-44.623291015625,38.51103591918945,null,{"v":2.6203093055480196,"d":"2.62031"},{"v":1.5206762456339202,"d":"1.52068"},{"v":-1.3187012357169479,"d":"-1.31870"},{"v":0.757286798349126,"d":"0.75729"},"OK"]
[{"$nulls":13},53.10511779785156,-47.72077941894531,37.58900833129883,null,{"v":-0.20929498225631515,"d":"-0.20929"},{"v":2.3531861281347077,"d":"2.35319"},{"v":2.301834052299628,"d":"2.30183"},{"v":-0.48892223238413846,"d":"-0.48892"},"OK"]
[{"$nulls":13},51.36348342895508,-45.32374572753906,38.220603942871094,null,{"v":2.380856146289263,"d":"2.38086"},{"v":0.6898960901407799,"d":"0.68990"},{"v":-0.499711343916085,"d":"-0.49971"},{"v":0.47565238142273114,"d":"0.47565"},"OK"]
[{"$nulls":13},51.871673583984375,-46.73550796508789,37.9553337097168,null,{"v":-0.492029287270745,"d":"-0.49203"},{"v":0.8240832601985797,"d":"0.82408"},{"v":0.7263272136519391,"d":"0.72633"},{"v":-0.3893096434050029,"d":"-0.38931"},"OK"]
[{"$nulls":13},52.61042785644531,-44.45744705200195,38.67049026489258,null,{"v":1.5577282902551932,"d":"1.55773"},{"v":1.9006629426984671,"d":"1.90066"},{"v":0.024837225847100658,"d":"0.02484"},{"v":1.9005006535014444,"d":"1.90050"},"NG"]
[{"$nulls":13},50.75670623779297,-45.168941497802734,38.35039138793945,null,{"v":2.911370797644582,"d":"2.91137"},{"v":1.1149636097246607,"d":"1.11496"},{"v":-1.085546178908691,"d":"-1.08555"},{"v":0.2544274837099669,"d":"0.25443"},"OK"]
[{"$nulls":13},50.87576675415039,-45.877845764160156,38.071651458740234,null,{"v":3.559213013156868,"d":"3.55921"},{"v":0.6360729538013348,"d":"0.63607"},{"v":-0.5814067307290632,"d":"-0.58141"},{"v":-0.25798258859949746,"d":"-0.25798"},"OK"]
[{"$nulls":13},53.38349914550781,-47.63209915161133,37.751808166503906,null,{"v":-0.10314457026799584,"d":"-0.10314"},{"v":2.492251325973983,"d":"2.49225"},{"v":2.479005790612085,"d":"2.47901"},{"v":-0.25660662877413715,"d":"-0.25661"},"OK"]
[{"$nulls":13},49.356224060058594,-44.63225555419922,38.32057189941406,null,{"v":3.184559727378657,"d":"3.18456"},{"v":2.542931408766376,"d":"2.54293"},{"v":-2.5405844287619064,"d":"-2.54058"},{"v":-0.10922870512408107,"d":"-0.10923"},"OK"]
[{"$nulls":13},49.86240005493164,-45.66337585449219,38.09953689575195,null,{"v":3.549722465863238,"d":"3.54972"},{"v":1.6718401225675734,"d":"1.67184"},{"v":-1.5345230205003744,"d":"-1.53452"},{"v":-0.6635423837112187,"d":"-0.66354"},"OK"]
[{"$nulls":13},52.908836364746094,-47.38439178466797,37.759986877441406,null,{"$f":"(ATAN2($N643-$A$3, $O643-$A$6))-$C$15","v":{"v":-0.16578177607824685,"d":"-0.16578"}},{"$f":"SQRT(($N643-$A$3)^2+($O643-$A$6)^2)","v":{"v":1.9751861978272205,"d":"1.97519"}},{"v":1.9481056946139526,"d":"1.94811"},{"v":-0.3259520190148253,"d":"-0.32595"},{"$f":"IF(($T643/$A$9)^2 +($U643/$A$12)^2<=1, \"OK\", \"NG\")","v":"OK"}]
[{"$nulls":13},51.36902618408203,-45.18629837036133,38.32592010498047,null,{"v":2.3412532052785533,"d":"2.34125"},{"v":0.8241750314907291,"d":"0.82418"},{"$f":"$S644*COS($R644)","v":{"v":-0.5740075500387222,"d":"-0.57401"}},{"$f":"$S644*SIN($R644)","v":{"v":0.5914218587702759,"d":"0.59142"}},"OK"]
[{"$nulls":13},53.49248504638672,-46.700584411621094,38.030025482177734,null,{"v":0.27275382850492813,"d":"0.27275"},{"v":2.11206419833327,"d":"2.11206"},{"v":2.0339869091436484,"d":"2.03399"},{"v":0.5689573194128233,"d":"0.56896"},"OK"]
[{"$nulls":13},52.85274887084961,-45.177947998046875,38.38007354736328,null,{"v":1.1569199939540735,"d":"1.15692"},{"v":1.5829399867019702,"d":"1.58294"},{"v":0.6365973451905662,"d":"0.63660"},{"v":1.449290454531581,"d":"1.44929"},"NG"]
[{"$nulls":13},51.07577133178711,-45.31232833862305,38.35934829711914,null,{"v":2.7344191804352427,"d":"2.73442"},{"v":0.8079989336593345,"d":"0.80800"},{"v":-0.7419400417247819,"d":"-0.74194"},{"v":0.3199800795050382,"d":"0.31998"},"OK"]
[{"$nulls":13},47.10264587402344,-45.86543273925781,37.978092193603516,null,{"v":3.7218655687209763,"d":"3.72187"},{"v":4.3994126490824605,"d":"4.39941"},{"v":-3.6792862316223602,"d":"-3.67929"},{"v":-2.4119876622198717,"d":"-2.41199"},"NG"]
[{"$nulls":13},52.419185638427734,-46.91490936279297,37.84455490112305,null,{"v":-0.17220138409431818,"d":"-0.17220"},{"v":1.2969045377428663,"d":"1.29690"},{"v":1.277723246694158,"d":"1.27772"},{"v":-0.22222665203655825,"d":"-0.22223"},"OK"]
[{"$nulls":13},52.78559112548828,-47.06838607788086,38.010841369628906,null,{"v":-0.08252194609826857,"d":"-0.08252"},{"v":1.6715840850354706,"d":"1.67158"},{"v":1.665895677761486,"d":"1.66590"},{"v":-0.13778586342390525,"d":"-0.13779"},"OK"]
[{"$nulls":13},53.791866302490234,-46.34758758544922,38.2169303894043,null,{"v":0.46035087526698476,"d":"0.46035"},{"v":2.318074260684648,"d":"2.31807"},{"v":2.076755015503756,"d":"2.07676"},{"v":1.029833425185195,"d":"1.02983"},"NG"]
[{"$nulls":13},52.11029815673828,-46.36933135986328,37.99678039550781,null,{"v":0.0666562653917614,"d":"0.06666"},{"v":0.7133508908640994,"d":"0.71335"},{"v":0.7117667479410332,"d":"0.71177"},{"v":0.0475141034015154,"d":"0.04751"},"OK"]
[{"$nulls":13},53.0718879699707,-46.5860710144043,38.05570602416992,null,{"v":0.25398497213558363,"d":"0.25398"},{"v":1.677590839288144,"d":"1.67759"},{"v":1.623771767885434,"d":"1.62377"},{"v":0.421516630611073,"d":"0.42152"},"OK"]
[{"$nulls":13},52.135257720947266,-45.337867736816406,38.40629959106445,null,{"v":1.4169747526566934,"d":"1.41697"},{"v":0.9175900533308662,"d":"0.91759"},{"v":0.14058919685441995,"d":"0.14059"},{"v":0.9067558567219575,"d":"0.90676"},"OK"]
[{"$nulls":13},50.05244827270508,-45.41886520385742,38.279083251953125,null,{"v":3.3706931236015647,"d":"3.37069"},{"v":1.5598473176827878,"d":"1.55985"},{"v":-1.5190901820387483,"d":"-1.51909"},{"v":-0.35424380490796287,"d":"-0.35424"},"OK"]
[{"$nulls":13},50.79288864135742,-45.286170959472656,38.39948654174805,null,{"v":2.9623321326083536,"d":"2.96233"},{"v":1.0047678202557748,"d":"1.00477"},{"v":-0.9886672322015947,"d":"-0.98867"},{"v":0.17915210462726686,"d":"0.17915"},"OK"]
[{"$nulls":13},51.6244010925293,-45.729881286621094,38.19678497314453,null,{"v":1.7500753295405047,"d":"1.75008"},{"v":0.29738821620897893,"d":"0.29739"},{"v":-0.05303031975444511,"d":"-0.05303"},{"v":0.29262183159617416,"d":"0.29262"},"OK"]
[{"$nulls":13},50.87083435058594,-46.975826263427734,37.841976165771484,null,{"v":-1.5326079716115515,"d":"-1.53261"},{"v":1.1610711910980966,"d":"1.16107"},{"v":0.04432862276069671,"d":"0.04433"},{"v":-1.1602246696231264,"d":"-1.16022"},"NG"]
[{"$nulls":13},51.30332565307617,-45.539283752441406,38.24802017211914,null,{"v":2.5851304788739586,"d":"2.58513"},{"v":0.5009393770731003,"d":"0.50094"},{"v":-0.42536217678554084,"d":"-0.42536"},{"v":0.26458888499453664,"d":"0.26459"},"OK"]
[{"$nulls":13},50.86439895629883,-44.96414566040039,38.34501266479492,null,{"v":2.732021671470264,"d":"2.73202"},{"v":1.2153118528268214,"d":"1.21531"},{"v":-1.1147955349863419,"d":"-1.11480"},{"v":0.4839564182815198,"d":"0.48396"},"OK"]
[{"$nulls":13},51.21053695678711,-46.003658294677734,38.13053894042969,null,{"v":-2.51808987837536,"d":"-2.51809"},{"v":0.2894861594377474,"d":"0.28949"},{"v":-0.2350159319695752,"d":"-0.23502"},{"v":-0.16902588034525634,"d":"-0.16903"},"OK"]
[{"$nulls":13},50.95620346069336,-46.17121887207031,38.09755325317383,null,{"v":-2.2256954746339668,"d":"-2.22570"},{"v":0.5701145308750767,"d":"0.57011"},{"v":-0.34724493637217807,"d":"-0.34724"},{"v":-0.45216317019278646,"d":"-0.45216"},"OK"]
[{"$nulls":13},52.128074645996094,-46.94135284423828,37.93657302856445,null,{"v":-0.3715563840419942,"d":"-0.37156"},{"v":1.1316461188457372,"d":"1.13165"},{"v":1.0544264399808998,"d":"1.05443"},{"v":-0.41086228954216075,"d":"-0.41086"},"OK"]
[{"$nulls":13},49.691795349121094,-46.648563385009766,37.94515609741211,null,{"v":-2.186342576292441,"d":"-2.18634"},{"v":1.9209993555010456,"d":"1.92100"},{"v":-1.1091938611386463,"d":"-1.10919"},{"v":-1.5684156025262483,"d":"-1.56842"},"NG"]
[{"$nulls":13},50.32527542114258,-46.15546417236328,37.94943618774414,null,{"v":-2.3991510539993763,"d":"-2.39915"},{"v":1.1849670649686206,"d":"1.18497"},{"v":-0.8731074542831864,"d":"-0.87311"},{"v":-0.8011431322401016,"d":"-0.80114"},"OK"]
[{"$nulls":13},51.667930603027344,-46.38539505004883,38.05394744873047,null,{"v":-0.5490019788350278,"d":"-0.54900"},{"v":0.4203927116819059,"d":"0.42039"},{"v":0.35861421616287165,"d":"0.35861"},{"v":-0.21937610626764986,"d":"-0.21938"},"OK"]
[{"$nulls":13},51.039249420166016,-46.094940185546875,38.13385009765625,null,{"v":-2.3275161091638026,"d":"-2.32752"},{"v":0.4704303727960471,"d":"0.47043"},{"v":-0.3229693260858628,"d":"-0.32297"},{"v":-0.3420461227037539,"d":"-0.34205"},"OK"]
[{"$nulls":13},51.848575592041016,-45.873470306396484,38.18536376953125,null,{"v":0.9590658543582037,"d":"0.95907"},{"v":0.3708297543754332,"d":"0.37083"},{"v":0.21296195805994936,"d":"0.21296"},{"v":0.30358180306042143,"d":"0.30358"},"OK"]
[{"$nulls":13},51.99623107910156,-47.63556671142578,37.8001594543457,null,{"v":-0.6653578766284882,"d":"-0.66536"},{"v":1.7091880386284144,"d":"1.70919"},{"v":1.3446112286397767,"d":"1.34461"},{"v":-1.055151361277744,"d":"-1.05515"},"NG"]
[{"$nulls":13},53.65036392211914,-46.707801818847656,38.038963317871094,null,{"v":0.29288039673259303,"d":"0.29288"},{"v":2.2638569770009025,"d":"2.26386"},{"v":2.167453447666616,"d":"2.16745"},{"v":0.6536007684464308,"d":"0.65360"},"OK"]
[{"$nulls":13},50.01740264892578,-45.906715393066406,38.185569763183594,null,{"v":3.6896210080885066,"d":"3.68962"},{"v":1.4855291728212696,"d":"1.48553"},{"v":-1.2679785034012692,"d":"-1.26798"},{"v":-0.7739686287023028,"d":"-0.77397"},"OK"]
[{"$nulls":13},50.98201370239258,-45.53577423095703,38.156211853027344,null,{"v":3.0217393041754645,"d":"3.02174"},{"v":0.6955683784881113,"d":"0.69557"},{"v":-0.6905784968687955,"d":"-0.69058"},{"v":0.08316675306283997,"d":"0.08317"},"OK"]
[{"$nulls":13},50.582275390625,-45.87082290649414,38.08531951904297,null,{"v":3.6126185851895176,"d":"3.61262"},{"v":0.9267713742553326,"d":"0.92677"},{"v":-0.8258489268151247,"d":"-0.82585"},{"v":-0.42056953077633286,"d":"-0.42057"},"OK"]
[{"$nulls":13},50.985572814941406,-46.16420364379883,38.138484954833984,null,{"v":-2.2217529990501452,"d":"-2.22175"},{"v":0.5399983012604032,"d":"0.54000"},{"v":-0.32721073943259,"d":"-0.32721"},{"v":-0.42957106206552,"d":"-0.42957"},"OK"]
[{"$nulls":13},50.968780517578125,-46.595375061035156,37.9049186706543,null,{"v":-1.6884442230657817,"d":"-1.68844"},{"v":0.7979132796282944,"d":"0.79791"},{"v":-0.09365641919118745,"d":"-0.09366"},{"v":-0.7923976760134177,"d":"-0.79240"},"OK"]
[{"$nulls":13},52.4665412902832,-46.27842712402344,38.184303283691406,null,{"v":0.33039324033016426,"d":"0.33039"},{"v":1.0058447838579676,"d":"1.00584"},{"v":0.9514435114060397,"d":"0.95144"},{"v":0.3263111610374781,"d":"0.32631"},"OK"]
[{"$nulls":13},51.619544982910156,-45.83001708984375,38.163055419921875,null,{"v":1.5687400031536827,"d":"1.56874"},{"v":0.2078104729896386,"d":"0.20781"},{"v":4.273252873451577E-4,"d":"0.00043"},{"v":0.20781003362993836,"d":"0.20781"},"OK"]
[{"$nulls":13},52.552894592285156,-46.344764709472656,38.043174743652344,null,{"v":0.294423821120236,"d":"0.29442"},{"v":1.1079033023513787,"d":"1.10790"},{"v":1.0602296711301402,"d":"1.06023"},{"v":0.3215008115329807,"d":"0.32150"},"OK"]
[{"$nulls":13},52.24488830566406,-47.09048843383789,37.842159271240234,null,{"v":-0.36065290296323294,"d":"-0.36065"},{"v":1.3206148614373887,"d":"1.32061"},{"v":1.235655248114451,"d":"1.23566"},{"v":-0.4660254500094474,"d":"-0.46603"},"OK"]
[{"$nulls":13},51.00673294067383,-45.699180603027344,38.16035842895508,null,{"v":3.2048264962932533,"d":"3.20483"},{"v":0.5777583417063589,"d":"0.57776"},{"v":-0.5766036377282999,"d":"-0.57660"},{"v":-0.0365095380657323,"d":"-0.03651"},"OK"]
[{"$nulls":13},52.06985855102539,-45.555145263671875,38.22716522216797,null,{"v":1.2736897088345847,"d":"1.27369"},{"v":0.7229346475376065,"d":"0.72293"},{"v":0.21164260267104135,"d":"0.21164"},{"v":0.6912611035961383,"d":"0.69126"},"OK"]
[{"$nulls":13},52.416622161865234,-46.45506286621094,37.958248138427734,null,{"v":0.1500565889395163,"d":"0.15006"},{"v":1.0233662100277738,"d":"1.02337"},{"v":1.0118662548494644,"d":"1.01187"},{"v":0.15298719594635538,"d":"0.15299"},"OK"]
[{"$nulls":13},51.917015075683594,-46.06378173828125,38.13246536254883,null,{"v":0.45909314236203574,"d":"0.45909"},{"v":0.4218645321493279,"d":"0.42186"},{"v":0.37818245389317895,"d":"0.37818"},{"v":0.1869430797138661,"d":"0.18694"},"OK"]
[{"$nulls":13},52.43977737426758,-46.853660583496094,37.94742965698242,null,{"v":-0.1265520651462414,"d":"-0.12655"},{"v":1.2696132895492842,"d":"1.26961"},{"v":1.2594601526428715,"d":"1.25946"},{"v":-0.1602436548040181,"d":"-0.16024"},"OK"]
[{"$nulls":13},51.26756286621094,-45.892215728759766,37.97787857055664,null,{"v":3.3182583985204834,"d":"3.31826"},{"v":0.25621176844724164,"d":"0.25621"},{"v":-0.25222387150465264,"d":"-0.25222"},{"v":-0.04502875674574461,"d":"-0.04503"},"OK"]
[{"$nulls":13},50.82860565185547,-46.087825775146484,38.04438781738281,null,{"v":-2.400654959025319,"d":"-2.40065"},{"v":0.6771142721140213,"d":"0.67711"},{"v":-0.49959925767837915,"d":"-0.49960"},{"v":-0.45703864084748175,"d":"-0.45704"},"OK"]
[{"$nulls":13},52.94261932373047,-47.22350311279297,37.89397048950195,null,{"v":-0.09253186535387248,"d":"-0.09253"},{"v":1.8915893793883065,"d":"1.89159"},{"v":1.883497123464819,"d":"1.88350"},{"v":-0.17478262532182698,"d":"-0.17478"},"OK"]
[{"$nulls":13},51.28960418701172,-45.90231704711914,38.16115188598633,null,{"v":3.3177908728831893,"d":"3.31779"},{"v":0.23196628506428257,"d":"0.23197"},{"v":-0.22837480032484547,"d":"-0.22837"},{"v":-0.04066089009245825,"d":"-0.04066"},"OK"]
[{"$nulls":13},51.82322692871094,-46.55307388305664,38.102691650390625,null,{"v":-0.43104693381358583,"d":"-0.43105"},{"v":0.6405984448648436,"d":"0.64060"},{"v":0.5820021463052798,"d":"0.58200"},{"v":-0.2676562520459848,"d":"-0.26766"},"OK"]
[{"$nulls":13},51.45075988769531,-45.88398742675781,38.116756439208984,null,{"v":2.5830558614850787,"d":"2.58306"},{"v":0.12602978144094418,"d":"0.12603"},{"v":-0.10687721698757294,"d":"-0.10688"},{"v":0.06678896839331633,"d":"0.06679"},"OK"]
[{"$nulls":13},51.889137268066406,-46.77256774902344,37.91029739379883,null,{"v":-0.493333135336961,"d":"-0.49333"},{"v":0.8650368432785549,"d":"0.86504"},{"v":0.7618892449702427,"d":"0.76189"},{"v":-0.4096504834953825,"d":"-0.40965"},"OK"]
[{"$nulls":13},53.59815216064453,-46.99763488769531,37.99142074584961,null,{"v":0.16702320036890905,"d":"0.16702"},{"v":2.323255874492552,"d":"2.32326"},{"v":2.2909254952850864,"d":"2.29093"},{"v":0.38623598151510374,"d":"0.38624"},"OK"]
[{"$nulls":13},50.58513641357422,-45.77204513549805,38.24824142456055,null,{"v":3.508262302330614,"d":"3.50826"},{"v":0.9428355116445003,"d":"0.94284"},{"v":-0.8801619158961534,"d":"-0.88016"},{"v":-0.33801450238704145,"d":"-0.33801"},"OK"]
[{"$nulls":13},53.41257095336914,-47.34767150878906,37.726478576660156,null,{"v":-2.9671674178779472E-3,"d":"-0.00297"},{"v":2.3396893270845025,"d":"2.33969"},{"v":2.3396790276831454,"d":"2.33968"},{"v":-0.006942239752596216,"d":"-0.00694"},"OK"]
[{"$nulls":13},49.63368225097656,-43.628456115722656,38.70893096923828,null,{"v":2.8484025294280872,"d":"2.84840"},{"v":3.017840674285702,"d":"3.01784"},{"v":-2.889059689199294,"d":"-2.88906"},{"v":0.8721791373432738,"d":"0.87218"},"NG"]
[{"$nulls":13},52.5836067199707,-46.81578826904297,37.810516357421875,null,{"v":-0.034454402221382296,"d":"-0.03445"},{"v":1.3563605801827878,"d":"1.35636"},{"v":1.355555588043945,"d":"1.35556"},{"v":-0.046723347446684126,"d":"-0.04672"},"OK"]
[{"$nulls":13},51.76487731933594,-45.02018737792969,38.43130874633789,null,{"v":1.917637828917638,"d":"1.91764"},{"v":1.01498412237182,"d":"1.01498"},{"v":-0.3450226344390429,"d":"-0.34502"},{"v":0.9545429012839789,"d":"0.95454"},"OK"]
[{"$nulls":13},51.26491165161133,-46.402774810791016,37.9720573425293,null,{"v":-1.4882581263529466,"d":"-1.48826"},{"v":0.4663626054432881,"d":"0.46636"},{"v":0.03844903945437441,"d":"0.03845"},{"v":-0.46477494674399994,"d":"-0.46477"},"OK"]
[{"$nulls":13},53.06121826171875,-44.99605941772461,38.51584243774414,null,{"v":1.1823387961579226,"d":"1.18234"},{"v":1.8561517054011414,"d":"1.85615"},{"v":0.7030384691785077,"d":"0.70304"},{"v":1.7178579872383823,"d":"1.71786"},"NG"]
[{"$nulls":13},51.93376541137695,-46.61122512817383,37.92234420776367,null,{"v":-0.34274759669416666,"d":"-0.34275"},{"v":0.7494988922060726,"d":"0.74950"},{"v":0.7059041542974424,"d":"0.70590"},{"v":-0.25188869439445416,"d":"-0.25189"},"OK"]
[{"$nulls":13},50.48182678222656,-46.25572967529297,37.94742202758789,null,{"v":-2.2846523986981726,"d":"-2.28465"},{"v":1.0497972986327233,"d":"1.04980"},{"v":-0.6873581569556612,"d":"-0.68736"},{"v":-0.7934816521401613,"d":"-0.79348"},"OK"]
[{"$nulls":13},50.26984405517578,-45.66231918334961,38.16128921508789,null,{"v":3.484554311060956,"d":"3.48455"},{"v":1.27566139022863,"d":"1.27566"},{"v":-1.2013705164354571,"d":"-1.20137"},{"v":-0.4289765317119853,"d":"-0.42898"},"OK"]
[{"$nulls":13},49.26300048828125,-44.878639221191406,38.31375503540039,null,{"v":3.2877876418656005,"d":"3.28779"},{"v":2.5023222837356784,"d":"2.50232"},{"v":-2.4756288424707575,"d":"-2.47563"},{"v":-0.3645252337041144,"d":"-0.36453"},"OK"]
[{"$nulls":13},49.09551239013672,-44.50529861450195,38.45808792114258,null,{"v":3.1962856927062626,"d":"3.19629"},{"v":2.831199904244809,"d":"2.83120"},{"v":-2.8269664351899997,"d":"-2.82697"},{"v":-0.15476973898331173,"d":"-0.15477"},"OK"]
[{"$nulls":13},50.85136032104492,-45.050472259521484,38.33033752441406,null,{"v":2.780967379679627,"d":"2.78097"},{"v":1.1499288513004542,"d":"1.14993"},{"v":-1.0759612566231354,"d":"-1.07596"},{"v":0.40576315419114306,"d":"0.40576"},"OK"]
[{"$nulls":13},50.019935607910156,-45.120758056640625,38.33268737792969,null,{"v":3.2164200381195505,"d":"3.21642"},{"v":1.7215275192963513,"d":"1.72153"},{"v":-1.7167102330221782,"d":"-1.71671"},{"v":-0.12869722425751148,"d":"-0.12870"},"OK"]
[{"$nulls":13},49.662410736083984,-45.0505256652832,38.363136291503906,null,{"$f":"(ATAN2($N707-$A$3, $O707-$A$6))-$C$15","v":{"v":3.2755431669163766,"d":"3.27554"}},{"$f":"SQRT(($N707-$A$3)^2+($O707-$A$6)^2)","v":{"v":2.0683896671433333,"d":"2.06839"}},{"v":-2.049861107413949,"d":"-2.04986"},{"v":-0.2762340591906955,"d":"-0.27623"},{"$f":"IF(($T707/$A$9)^2 +($U707/$A$12)^2<=1, \"OK\", \"NG\")","v":"OK"}]
[{"$nulls":13},52.41167449951172,-45.152427673339844,38.37672805786133,null,{"v":1.3598422323122201,"d":"1.35984"},{"v":1.2448008844711083,"d":"1.24480"},{"$f":"$S708*COS($R708)","v":{"v":0.26065251532567074,"d":"0.26065"}},{"$f":"$S708*SIN($R708)","v":{"v":1.2172056146084993,"d":"1.21721"}},"NG"]
[{"$nulls":13},52.3225212097168,-44.95075225830078,38.48073959350586,null,{"v":1.5168056943905868,"d":"1.51681"},{"v":1.3332148978671419,"d":"1.33321"},{"v":0.071946149877348,"d":"0.07195"},{"v":1.331272216871035,"d":"1.33127"},"NG"]
[{"$nulls":13},50.1872444152832,-44.748573303222656,38.43362808227539,null,{"v":2.9909726920047204,"d":"2.99097"},{"v":1.8136692098098244,"d":"1.81367"},{"v":-1.7931352859646648,"d":"-1.79314"},{"v":0.2721430668611871,"d":"0.27214"},"OK"]
[{"$nulls":13},53.10633850097656,-45.92466354370117,38.176177978515625,null,{"v":0.6577303872908513,"d":"0.65773"},{"v":1.6081041512810341,"d":"1.60810"},{"v":1.2726242507638676,"d":"1.27262"},{"v":0.9830699251502912,"d":"0.98307"},"NG"]
[{"$nulls":13},52.16868209838867,-46.788673400878906,37.98527908325195,null,{"v":-0.2566825845903088,"d":"-0.25668"},{"v":1.0339929796470464,"d":"1.03399"},{"v":1.0001167865955163,"d":"1.00012"},{"v":-0.26250313356079363,"d":"-0.26250"},"OK"]
[{"$nulls":13},52.65213394165039,-45.792049407958984,38.20935821533203,null,{"v":0.7894343862018289,"d":"0.78943"},{"v":1.1707502159867726,"d":"1.17075"},{"v":0.8244973140776756,"d":"0.82450"},{"v":0.8311800330324193,"d":"0.83118"},"OK"]
[{"$nulls":13},48.34955978393555,-43.27168273925781,38.71503829956055,null,{"v":3.038741493546844,"d":"3.03874"},{"v":4.1676118617572815,"d":"4.16761"},{"v":-4.145588035051002,"d":"-4.14559"},{"v":0.4278883895386379,"d":"0.42789"},"NG"]
[{"$nulls":13},52.231876373291016,-46.56310272216797,37.98092269897461,null,{"v":-0.04493415903568021,"d":"-0.04493"},{"v":0.9234325646708517,"d":"0.92343"},{"v":0.9225004800288255,"d":"0.92250"},{"v":-0.041479703966799175,"d":"-0.04148"},"OK"]
[{"$nulls":13},52.4557991027832,-43.986244201660156,38.724403381347656,null,{"v":1.7385110295326136,"d":"1.73851"},{"v":2.2290725291538895,"d":"2.22907"},{"v":-0.37209808551857815,"d":"-0.37210"},{"v":2.1977960221508104,"d":"2.19780"},"NG"]
[{"$nulls":13},50.84627914428711,-44.9849853515625,38.32304763793945,null,{"v":2.7538430977441104,"d":"2.75384"},{"v":1.2073134198445306,"d":"1.20731"},{"v":-1.1176852602464546,"d":"-1.11769"},{"v":0.456492445462694,"d":"0.45649"},"OK"]
[{"$nulls":13},54.42380905151367,-48.47242736816406,37.446617126464844,null,{"v":-0.09107970190500303,"d":"-0.09108"},{"v":3.8290411933746484,"d":"3.82904"},{"v":3.8131702406264214,"d":"3.81317"},{"v":-0.34826595664949955,"d":"-0.34827"},"NG"]
[{"$nulls":13},52.40047073364258,-45.8150749206543,38.12449264526367,null,{"v":0.8134139904595822,"d":"0.81341"},{"v":0.9192631979568298,"d":"0.91926"},{"v":0.6315537742826833,"d":"0.63155"},{"v":0.6679705512274587,"d":"0.66797"},"OK"]
[{"$nulls":13},51.818565368652344,-46.76914978027344,38.094146728515625,null,{"v":-0.5672618612067386,"d":"-0.56726"},{"v":0.8325114285097117,"d":"0.83251"},{"v":0.7021196629606721,"d":"0.70212"},{"v":-0.44732902597894664,"d":"-0.44733"},"OK"]
[{"$nulls":13},50.18876647949219,-45.77897262573242,38.070858001708984,null,{"v":3.5854632800060884,"d":"3.58546"},{"v":1.3297317193625682,"d":"1.32973"},{"v":-1.2008757125326528,"d":"-1.20088"},{"v":-0.5710376244417923,"d":"-0.57104"},"OK"]
[{"$nulls":13},51.13169479370117,-44.45723342895508,38.53245544433594,null,{"v":2.416005700900328,"d":"2.41601"},{"v":1.5861202406250694,"d":"1.58612"},{"v":-1.186592514603433,"d":"-1.18659"},{"v":1.052509202813747,"d":"1.05251"},"NG"]
[{"$nulls":13},50.147117614746094,-44.710601806640625,38.4463996887207,null,{"v":2.991081393976131,"d":"2.99108"},{"v":1.8689137083794745,"d":"1.86891"},{"v":-1.8477847923478523,"d":"-1.84778"},{"v":0.2802317086568256,"d":"0.28023"},"OK"]
[{"$nulls":13},50.72603988647461,-43.620330810546875,38.77372741699219,null,{"v":2.4961091928706205,"d":"2.49611"},{"v":2.5023668213434913,"d":"2.50237"},{"v":-1.998913182573369,"d":"-1.99891"},{"v":1.5053855974783115,"d":"1.50539"},"NG"]
[{"$nulls":13},50.69747543334961,-46.2677001953125,38.05403137207031,null,{"v":-2.20876154873151,"d":"-2.20876"},{"v":0.845995906992314,"d":"0.84600"},{"v":-0.503843115325982,"d":"-0.50384"},{"v":-0.6795963432702954,"d":"-0.67960"},"OK"]
[{"$nulls":13},52.63127517700195,-45.23577117919922,38.349884033203125,null,{"v":1.2049901493848765,"d":"1.20499"},{"v":1.3652213068375958,"d":"1.36522"},{"v":0.4883427303028665,"d":"0.48834"},{"v":1.2748923854207046,"d":"1.27489"},"NG"]
[{"$nulls":13},50.2784538269043,-43.95421600341797,38.56818771362305,null,{"v":2.7199490643522353,"d":"2.71995"},{"v":2.382731040985513,"d":"2.38273"},{"v":-2.1740455391882616,"d":"-2.17405"},{"v":0.9751580421713838,"d":"0.97516"},"NG"]
[{"$nulls":13},50.90218734741211,-44.55994415283203,38.54532241821289,null,{"v":2.5751439654767436,"d":"2.57514"},{"v":1.5592115990322886,"d":"1.55921"},{"v":-1.315681557434286,"d":"-1.31568"},{"v":0.836733440221029,"d":"0.83673"},"OK"]
[{"$nulls":13},51.422969818115234,-47.14665985107422,37.79685592651367,null,{"v":-1.0270081898681072,"d":"-1.02701"},{"v":1.1492443008284834,"d":"1.14924"},{"v":0.5945976401231131,"d":"0.59460"},{"v":-0.983471458328494,"d":"-0.98347"},"NG"]
[{"$nulls":13},51.92929458618164,-47.880672454833984,37.64005661010742,null,{"v":-0.735509693968255,"d":"-0.73551"},{"v":1.9290471026121034,"d":"1.92905"},{"v":1.4303669424601382,"d":"1.43037"},{"v":-1.2943234271283925,"d":"-1.29432"},"NG"]
[{"$nulls":13},53.151981353759766,-47.974056243896484,37.5872917175293,null,{"v":-0.2631232571762142,"d":"-0.26312"},{"v":2.5740902173849003,"d":"2.57409"},{"v":2.485496048590285,"d":"2.48550"},{"v":-0.6695146299213507,"d":"-0.66951"},"NG"]
[{"$nulls":13},52.31372833251953,-46.216670989990234,38.07318115234375,null,{"v":0.3506337349260866,"d":"0.35063"},{"v":0.8420808257218336,"d":"0.84208"},{"v":0.7908446013784983,"d":"0.79084"},{"v":0.28924891273581166,"d":"0.28925"},"OK"]
[{"$nulls":13},51.5390625,-46.733177185058594,37.986122131347656,null,{"v":-0.9067030246969054,"d":"-0.90670"},{"v":0.7342170412055916,"d":"0.73422"},{"v":0.4525312837498384,"d":"0.45253"},{"v":-0.5781782604218327,"d":"-0.57818"},"OK"]
[{"$nulls":13},51.6390495300293,-46.06436538696289,38.124168395996094,null,{"v":0.17733939861425385,"d":"0.17734"},{"v":0.1532242632230646,"d":"0.15322"},{"v":0.150821176059453,"d":"0.15082"},{"v":0.02703049559838799,"d":"0.02703"},"OK"]
[{"$nulls":13},51.80931091308594,-46.605873107910156,37.80680847167969,null,{"v":-0.4879021903581353,"d":"-0.48790"},{"v":0.6802613202606541,"d":"0.68026"},{"v":0.6008872048912806,"d":"0.60089"},{"v":-0.31888874367200926,"d":"-0.31889"},"OK"]
[{"$nulls":13},51.39219665527344,-45.37456130981445,38.23558807373047,null,{"v":2.3523487780532006,"d":"2.35235"},{"v":0.6346614186440251,"d":"0.63466"},{"v":-0.44704422528664656,"d":"-0.44704"},{"v":0.45049592334793503,"d":"0.45050"},"OK"]
[{"$nulls":13},52.376182556152344,-46.65676498413086,37.83094024658203,null,{"v":-0.03236413999150378,"d":"-0.03236"},{"v":1.0950050758266205,"d":"1.09501"},{"v":1.0944316511604764,"d":"1.09443"},{"v":-0.035432711217409096,"d":"-0.03543"},"OK"]
[{"$nulls":13},50.861045837402344,-46.13563537597656,38.12641906738281,null,{"v":-2.32155524278207,"d":"-2.32156"},{"v":0.6531916848193764,"d":"0.65319"},{"v":-0.44560335290305975,"d":"-0.44560"},{"v":-0.4775950470835379,"d":"-0.47760"},"OK"]
[{"$nulls":13},50.754398345947266,-44.89766311645508,38.41105651855469,null,{"v":2.7763605591290013,"d":"2.77636"},{"v":1.330814950077472,"d":"1.33081"},{"v":-1.2430355804645654,"d":"-1.24304"},{"v":0.4753219719819663,"d":"0.47532"},"OK"]
[{"$nulls":13},50.23552322387695,-45.36897659301758,38.2021484375,null,{"v":3.289579263608883,"d":"3.28958"},{"v":1.4131850754640163,"d":"1.41319"},{"v":-1.3977388931482213,"d":"-1.39774"},{"v":-0.20836996927346096,"d":"-0.20837"},"OK"]
[{"$nulls":13},49.82630920410156,-44.296234130859375,38.49039840698242,null,{"v":2.95815531262718,"d":"2.95816"},{"v":2.3883171935745167,"d":"2.38832"},{"v":-2.3482471925660975,"d":"-2.34825"},{"v":0.4356536924313814,"d":"0.43565"},"OK"]
[{"$nulls":13},52.620948791503906,-47.04599380493164,37.91408920288086,null,{"v":-0.13995650677698346,"d":"-0.13996"},{"v":1.5331761911565933,"d":"1.53318"},{"v":1.5181848931816613,"d":"1.51818"},{"v":-0.21387815046055209,"d":"-0.21388"},"OK"]
[{"$nulls":13},51.345706939697266,-46.3089599609375,38.060123443603516,null,{"v":-1.423094582060324,"d":"-1.42309"},{"v":0.34534418472023637,"d":"0.34534"},{"v":0.05082267760310014,"d":"0.05082"},{"v":-0.34158404728753955,"d":"-0.34158"},"OK"]
[{"$nulls":13},52.054569244384766,-45.92586135864258,38.186832427978516,null,{"v":0.7437641421030238,"d":"0.74376"},{"v":0.5595029802957392,"d":"0.55950"},{"v":0.41175235253188397,"d":"0.41175"},{"v":0.37881867053284674,"d":"0.37882"},"OK"]
[{"$nulls":13},52.233131408691406,-46.43260192871094,37.933502197265625,null,{"v":0.07777609015715536,"d":"0.07778"},{"v":0.8512497231331525,"d":"0.85125"},{"v":0.8486763647906426,"d":"0.84868"},{"v":0.06614014650731398,"d":"0.06614"},"OK"]
[{"$nulls":13},51.6541748046875,-46.75342559814453,37.93796920776367,null,{"v":-0.7580859080345361,"d":"-0.75809"},{"v":0.769038362072968,"d":"0.76904"},{"v":0.5584397760770172,"d":"0.55844"},{"v":-0.5287390838919744,"d":"-0.52874"},"OK"]
[{"$nulls":13},50.849185943603516,-45.13840103149414,38.246360778808594,null,{"v":2.828581788786239,"d":"2.82858"},{"v":1.0797739201025403,"d":"1.07977"},{"v":-1.0273085306685195,"d":"-1.02731"},{"v":0.33248894921379707,"d":"0.33249"},"OK"]
[{"$nulls":13},50.39665222167969,-45.466041564941406,38.31238555908203,null,{"v":3.3017374653662506,"d":"3.30174"},{"v":1.225760143867711,"d":"1.22576"},{"v":-1.210075564513291,"d":"-1.21008"},{"v":-0.19546114310121027,"d":"-0.19546"},"OK"]
[{"$nulls":13},52.3950309753418,-47.28852081298828,37.89105224609375,null,{"v":-0.352825703630262,"d":"-0.35283"},{"v":1.5688742245079015,"d":"1.56887"},{"v":1.4722316292311741,"d":"1.47223"},{"v":-0.5421257808079154,"d":"-0.54213"},"OK"]
[{"$nulls":13},51.302001953125,-46.164520263671875,38.09375,null,{"v":-1.837415909928276,"d":"-1.83742"},{"v":0.2574298811812218,"d":"0.25743"},{"v":-0.0678255583184353,"d":"-0.06783"},{"v":-0.24833412444481023,"d":"-0.24833"},"OK"]
[{"$nulls":13},49.960853576660156,-45.48551940917969,38.27586364746094,null,{"v":3.4298703507985193,"d":"3.42987"},{"v":1.622856121413926,"d":"1.62286"},{"v":-1.5558888829934185,"d":"-1.55589"},{"v":-0.46138029280425913,"d":"-0.46138"},"OK"]
[{"$nulls":13},51.764591217041016,-47.49582290649414,37.8282470703125,null,{"v":-0.7848553482220966,"d":"-0.78486"},{"v":1.5190440019064044,"d":"1.51904"},{"v":1.0747092084592333,"d":"1.07471"},{"v":-1.0735431043888048,"d":"-1.07354"},"NG"]
[{"$nulls":13},53.22688674926758,-46.11445617675781,38.08007049560547,null,{"v":0.544683122198751,"d":"0.54468"},{"v":1.730675608308489,"d":"1.73068"},{"v":1.4802321769012199,"d":"1.48023"},{"v":0.8967445364540756,"d":"0.89674"},"NG"]
[{"$nulls":13},50.852195739746094,-46.112613677978516,37.954898834228516,null,{"v":-2.3586084217747123,"d":"-2.35861"},{"v":0.6575197335981328,"d":"0.65752"},{"v":-0.46605763198680406,"d":"-0.46606"},{"v":-0.46381298358046447,"d":"-0.46381"},"OK"]
[{"$nulls":13},51.65971755981445,-44.923583984375,38.42509841918945,null,{"v":2.0343572979088753,"d":"2.03436"},{"v":1.0882008719014535,"d":"1.08820"},{"v":-0.4865738966425211,"d":"-0.48657"},{"v":0.973358608485689,"d":"0.97336"},"OK"]
[{"$nulls":13},52.92616653442383,-47.762290954589844,37.68397903442383,null,{"v":-0.2795641259924747,"d":"-0.27956"},{"v":2.267073089368681,"d":"2.26707"},{"v":2.1790557977171514,"d":"2.17906"},{"v":-0.6255687196263288,"d":"-0.62557"},"OK"]
[{"$nulls":13},52.28926086425781,-47.22603988647461,37.715084075927734,null,{"v":-0.3879634299915723,"d":"-0.38796"},{"v":1.4581174558572647,"d":"1.45812"},{"v":1.349752239342431,"d":"1.34975"},{"v":-0.551611645513177,"d":"-0.55161"},"OK"]
[{"$nulls":13},52.099273681640625,-45.17002868652344,38.44307327270508,null,{"v":1.5562953457268383,"d":"1.55630"},{"v":1.0237095909979155,"d":"1.02371"},{"v":0.014844273147024608,"d":"0.01484"},{"v":1.0236019608499467,"d":"1.02360"},"NG"]
[{"$nulls":13},49.540771484375,-44.90203094482422,38.3420295715332,null,{"v":3.241658358518415,"d":"3.24166"},{"v":2.2459101546058644,"d":"2.24591"},{"v":-2.2346752216949555,"d":"-2.23468"},{"v":-0.2243637138762429,"d":"-0.22436"},"OK"]
[{"$nulls":13},51.539405822753906,-47.2831916809082,37.714622497558594,null,{"v":-0.9292315110994203,"d":"-0.92923"},{"v":1.2837965994731924,"d":"1.28380"},{"v":0.7682878717563879,"d":"0.76829"},{"v":-1.0285268372439158,"d":"-1.02853"},"NG"]
[{"$nulls":13},49.6876106262207,-46.907405853271484,37.738136291503906,null,{"v":-2.066545332898305,"d":"-2.06655"},{"v":2.0268548603043737,"d":"2.02685"},{"v":-0.9641558449354183,"d":"-0.96416"},{"v":-1.7828471979999665,"d":"-1.78285"},"NG"]
[{"$nulls":13},50.93231964111328,-44.85316467285156,38.410194396972656,null,{"v":2.641298988660953,"d":"2.64130"},{"v":1.2796453639432361,"d":"1.27965"},{"v":-1.1228142465120508,"d":"-1.12281"},{"v":0.6138244254597507,"d":"0.61382"},"OK"]
[{"$nulls":13},53.12906265258789,-46.52402877807617,38.00337600708008,null,{"v":0.29964359360102494,"d":"0.29964"},{"v":1.7112718329677201,"d":"1.71127"},{"v":1.6350205612165423,"d":"1.63502"},{"v":0.5051327060365859,"d":"0.50513"},"OK"]
[{"$nulls":13},51.87769317626953,-44.24283981323242,38.662044525146484,null,{"v":1.9699377688540047,"d":"1.96994"},{"v":1.7972935367829144,"d":"1.79729"},{"v":-0.6984775405688968,"d":"-0.69848"},{"v":1.6560172652126735,"d":"1.65602"},"NG"]
[{"$nulls":13},50.74846649169922,-44.96881866455078,38.26460266113281,null,{"v":2.8114614606369353,"d":"2.81146"},{"v":1.2759849374807348,"d":"1.27598"},{"v":-1.2070815252949383,"d":"-1.20708"},{"v":0.4136323874763193,"d":"0.41363"},"OK"]
[{"$nulls":13},49.56475067138672,-44.511962890625,38.37492370605469,null,{"v":3.0969623440124723,"d":"3.09696"},{"v":2.4411973297493303,"d":"2.44120"},{"v":-2.4387664660958923,"d":"-2.43877"},{"v":0.1089152267656536,"d":"0.10892"},"OK"]
[{"$nulls":13},52.10348892211914,-46.72624969482422,37.96860122680664,null,{"v":-0.26659145846273435,"d":"-0.26659"},{"v":0.944265586767194,"d":"0.94427"},{"v":0.9109088961179643,"d":"0.91091"},{"v":-0.24876189685308456,"d":"-0.24876"},"OK"]
[{"$nulls":13},52.62428665161133,-47.23005294799805,37.7342529296875,null,{"v":-0.21942671673471725,"d":"-0.21943"},{"v":1.6664485380203307,"d":"1.66645"},{"v":1.6264910954700633,"d":"1.62649"},{"v":-0.3627360558680253,"d":"-0.36274"},"OK"]
[{"$nulls":13},49.3842658996582,-44.48601150512695,38.45521926879883,null,{"v":3.131348312514718,"d":"3.13135"},{"v":2.6016325539854908,"d":"2.60163"},{"v":-2.6014960390326802,"d":"-2.60150"},{"v":0.026651545064835896,"d":"0.02665"},"OK"]
[{"$nulls":13},51.24619674682617,-45.8759651184082,38.17402648925781,null,{"v":3.2978871619127244,"d":"3.29789"},{"v":0.28249025323559285,"d":"0.28249"},{"v":-0.2790469390511847,"d":"-0.27905"},{"v":-0.04397213867068313,"d":"-0.04397"},"OK"]
[{"$nulls":13},51.86380386352539,-46.55614471435547,37.839881896972656,null,{"$f":"(ATAN2($N771-$A$3, $O771-$A$6))-$C$15","v":{"v":-0.38064173419534564,"d":"-0.38064"}},{"$f":"SQRT(($N771-$A$3)^2+($O771-$A$6)^2)","v":{"v":0.6645676748244131,"d":"0.66457"}},{"v":0.6170021818825373,"d":"0.61700"},{"v":-0.24689775611316378,"d":"-0.24690"},{"$f":"IF(($T771/$A$9)^2 +($U771/$A$12)^2<=1, \"OK\", \"NG\")","v":"OK"}]
[{"$nulls":13},49.77139663696289,-45.17270278930664,38.230953216552734,null,{"v":3.306082196448804,"d":"3.30608"},{"v":1.9163742488157727,"d":"1.91637"},{"$f":"$S772*COS($R772)","v":{"v":-1.8905071645093319,"d":"-1.89051"}},{"$f":"$S772*SIN($R772)","v":{"v":-0.3138039554612132,"d":"-0.31380"}},"OK"]
[{"$nulls":13},51.029563903808594,-45.463741302490234,38.40534210205078,null,{"v":2.9017678043196424,"d":"2.90177"},{"v":0.7133607160859647,"d":"0.71336"},{"v":-0.6929440425824283,"d":"-0.69294"},{"v":0.16944634874851164,"d":"0.16945"},"OK"]
[{"$nulls":13},51.42006301879883,-45.080352783203125,38.41523361206055,null,{"v":2.2683649996549495,"d":"2.26836"},{"v":0.9231147947713735,"d":"0.92311"},{"v":-0.59296851487574,"d":"-0.59297"},{"v":0.7074809288538131,"d":"0.70748"},"OK"]
[{"$nulls":13},50.811737060546875,-45.75172805786133,38.21028518676758,null,{"v":3.406262833643881,"d":"3.40626"},{"v":0.7316726256174712,"d":"0.73167"},{"v":-0.7061949296792305,"d":"-0.70619"},{"v":-0.19139893514152784,"d":"-0.19140"},"OK"]
[{"$nulls":13},51.61346435546875,-45.96089553833008,38.0899543762207,null,{"v":0.9427578812314721,"d":"0.94276"},{"v":0.12001382788842813,"d":"0.12001"},{"v":0.07051516096609955,"d":"0.07052"},{"v":0.09711298038037097,"d":"0.09711"},"OK"]
[{"$nulls":13},50.54156494140625,-46.28508758544922,37.998939514160156,null,{"v":-2.2416106766130595,"d":"-2.24161"},{"v":0.9999363444334197,"d":"0.99994"},{"v":-0.6215845162554224,"d":"-0.62158"},{"v":-0.7832658438042496,"d":"-0.78327"},"OK"]
[{"$nulls":13},53.2364387512207,-45.0106201171875,38.55638122558594,null,{"v":1.128764140556795,"d":"1.12876"},{"v":1.9985224765448577,"d":"1.99852"},{"v":0.8549223654640538,"d":"0.85492"},{"v":1.8064329044512941,"d":"1.80643"},"NG"]
[{"$nulls":13},48.8038215637207,-44.82594299316406,38.39604949951172,null,{"v":3.3417674965428734,"d":"3.34177"},{"v":2.9407121612898526,"d":"2.94071"},{"v":-2.881991511900016,"d":"-2.88199"},{"v":-0.5847332219861427,"d":"-0.58473"},"NG"]
[{"$nulls":13},51.51945495605469,-45.46245193481445,38.278560638427734,null,{"v":2.145485324130128,"d":"2.14549"},{"v":0.537900007157292,"d":"0.53790"},{"v":-0.292388336572776,"d":"-0.29239"},{"v":0.4514925008635468,"d":"0.45149"},"OK"]
[{"$nulls":13},52.022369384765625,-46.27045440673828,38.02497863769531,null,{"v":0.13312220867711838,"d":"0.13312"},{"v":0.5882307032657963,"d":"0.58823"},{"v":0.5830262242171245,"d":"0.58303"},{"v":0.07807549000612603,"d":"0.07808"},"OK"]
[{"$nulls":13},53.47016525268555,-44.50996017456055,38.51268768310547,null,{"v":1.2583874107680977,"d":"1.25839"},{"v":2.4701760674666775,"d":"2.47018"},{"v":0.7592131612278071,"d":"0.75921"},{"v":2.350609533738775,"d":"2.35061"},"NG"]
[{"$nulls":13},51.9449577331543,-45.90919494628906,38.214332580566406,null,{"v":0.8121766356913949,"d":"0.81218"},{"v":0.4541287725670514,"d":"0.45413"},{"v":0.31240439762535316,"d":"0.31240"},{"v":0.32960041628856745,"d":"0.32960"},"OK"]
[{"$nulls":13},49.69072341918945,-44.13623809814453,38.499473571777344,null,{"v":2.9522269610633423,"d":"2.95223"},{"v":2.5975161544593743,"d":"2.59752"},{"v":-2.551082519728264,"d":"-2.55108"},{"v":0.4889459583781284,"d":"0.48895"},"OK"]
[{"$nulls":13},51.936702728271484,-47.606689453125,37.74440002441406,null,{"v":-0.694539691009888,"d":"-0.69454"},{"v":1.664980561947457,"d":"1.66498"},{"v":1.279285143456415,"d":"1.27929"},{"v":-1.0656405554381687,"d":"-1.06564"},"NG"]
[{"$nulls":13},50.39545822143555,-46.62387466430664,37.83132553100586,null,{"v":-2.0165722650027673,"d":"-2.01657"},{"v":1.2685551376893514,"d":"1.26856"},{"v":-0.5469478492309624,"d":"-0.54695"},{"v":-1.1445873437967387,"d":"-1.14459"},"NG"]
[{"$nulls":13},49.25392532348633,-45.72109603881836,38.20823669433594,null,{"v":3.628916322788097,"d":"3.62892"},{"v":2.263324738529318,"d":"2.26332"},{"v":-1.9998494030306668,"d":"-1.99985"},{"v":-1.059830758770801,"d":"-1.05983"},"NG"]
[{"$nulls":13},51.36200714111328,-45.06436538696289,38.4401741027832,null,{"v":2.3280917763056594,"d":"2.32809"},{"v":0.9457558660758236,"d":"0.94576"},{"v":-0.6496950995268529,"d":"-0.64970"},{"v":0.6872775537347513,"d":"0.68728"},"OK"]
[{"$nulls":13},53.32892990112305,-47.045372009277344,37.933658599853516,null,{"v":0.09160816889166701,"d":"0.09161"},{"v":2.1066056159145,"d":"2.10661"},{"v":2.097772419108639,"d":"2.09777"},{"v":0.19271247658000132,"d":"0.19271"},"OK"]
[{"$nulls":13},51.4712028503418,-46.01741027832031,38.11806869506836,null,{"v":-1.9869445901279639,"d":"-1.98694"},{"v":0.033651056738647774,"d":"0.03365"},{"v":-0.013603118617368414,"d":"-0.01360"},{"v":-0.03077903155574419,"d":"-0.03078"},"OK"]
[{"$nulls":13},52.37370681762695,-45.7982063293457,38.14338302612305,null,{"v":0.8378477492944719,"d":"0.83785"},{"v":0.8967074710762439,"d":"0.89671"},{"v":0.5999546312762598,"d":"0.59995"},{"v":0.6664373407111279,"d":"0.66644"},"OK"]
[{"$nulls":13},51.74292755126953,-45.035011291503906,38.22500228881836,null,{"v":1.9350446656365383,"d":"1.93504"},{"v":0.9950964790867113,"d":"0.99510"},{"v":-0.35450018430163244,"d":"-0.35450"},{"v":0.9298099924290328,"d":"0.92981"},"OK"]
[{"$nulls":13},52.11372756958008,-45.96050262451172,38.29833984375,null,{"v":0.6751331364764617,"d":"0.67513"},{"v":0.6149972132726553,"d":"0.61500"},{"v":0.48008142938024795,"d":"0.48008"},{"v":0.3843740281254054,"d":"0.38437"},"OK"]
[{"$nulls":13},51.84915542602539,-46.6623649597168,37.923458099365234,null,{"v":-0.47481225493028134,"d":"-0.47481"},{"v":0.7487568706753922,"d":"0.74876"},{"v":0.6659283141614571,"d":"0.66593"},{"v":-0.34231028582513506,"d":"-0.34231"},"OK"]
[{"$nulls":13},52.69162368774414,-46.012393951416016,38.10564422607422,null,{"v":0.6004647194332247,"d":"0.60046"},{"v":1.191688140087266,"d":"1.19169"},{"v":0.9832298583243063,"d":"0.98323"},{"v":0.6733347376485281,"d":"0.67333"},"OK"]
[{"$nulls":13},51.375404357910156,-45.268672943115234,38.14358139038086,null,{"v":2.3504105785172893,"d":"2.35041"},{"v":0.741864770803624,"d":"0.74186"},{"v":-0.5215347420224576,"d":"-0.52153"},{"v":0.5276029293162445,"d":"0.52760"},"OK"]
[{"$nulls":13},51.723079681396484,-46.94927215576172,37.902435302734375,null,{"v":-0.7291184046288139,"d":"-0.72912"},{"v":0.9751318731107387,"d":"0.97513"},{"v":0.7272163172843489,"d":"0.72722"},{"v":-0.6496449783011078,"d":"-0.64964"},"OK"]
[{"$nulls":13},53.05995178222656,-46.707672119140625,37.96508026123047,null,{"v":0.18498012229689348,"d":"0.18498"},{"v":1.712965087525374,"d":"1.71297"},{"v":1.6837417436048177,"d":"1.68374"},{"v":0.3150605210486088,"d":"0.31506"},"OK"]
[{"$nulls":13},49.91078186035156,-45.505271911621094,38.22959518432617,null,{"v":3.45066406421882,"d":"3.45066"},{"v":1.6644429028412742,"d":"1.66444"},{"v":-1.5855756618093046,"d":"-1.58558"},{"v":-0.506280552161223,"d":"-0.50628"},"OK"]
[{"$nulls":13},50.41359329223633,-44.703514099121094,38.46859359741211,null,{"v":2.8791256599897777,"d":"2.87913"},{"v":1.6914949677287514,"d":"1.69149"},{"v":-1.6335660383993837,"d":"-1.63357"},{"v":0.4388817882298521,"d":"0.43888"},"OK"]
[{"$nulls":13},51.96531295776367,-47.76547622680664,37.627479553222656,null,{"v":-0.7022292071642158,"d":"-0.70223"},{"v":1.8257662654573803,"d":"1.82577"},{"v":1.3937976232205134,"d":"1.39380"},{"v":-1.1793009122302236,"d":"-1.17930"},"NG"]
[{"$nulls":13},50.380245208740234,-45.34793472290039,38.31249237060547,null,{"v":3.225133391991659,"d":"3.22513"},{"v":1.2957777271384903,"d":"1.29578"},{"v":-1.2912587042698818,"d":"-1.29126"},{"v":-0.10812435801177261,"d":"-0.10812"},"OK"]
[{"$nulls":13},51.99785614013672,-46.37638854980469,38.08493423461914,null,{"v":-0.03647672090354859,"d":"-0.03648"},{"v":0.6241226455560701,"d":"0.62412"},{"v":0.6237074780351308,"d":"0.62371"},{"v":-0.02276089934437267,"d":"-0.02276"},"OK"]
[{"$nulls":13},50.99064254760742,-45.862518310546875,38.1468620300293,null,{"v":3.488828078437243,"d":"3.48883"},{"v":0.5275852814879723,"d":"0.52759"},{"v":-0.496097455901258,"d":"-0.49610"},{"v":-0.17953702540435065,"d":"-0.17954"},"OK"]
[{"$nulls":13},51.731021881103516,-46.91706848144531,37.96419906616211,null,{"v":-0.7131523477803137,"d":"-0.71315"},{"v":0.9457196779220671,"d":"0.94572"},{"v":0.7152509176587011,"d":"0.71525"},{"v":-0.6187098140464595,"d":"-0.61871"},"OK"]
[{"$nulls":13},51.14237976074219,-45.25775146484375,38.54117965698242,null,{"v":2.6306488038005096,"d":"2.63065"},{"v":0.8239084436200506,"d":"0.82391"},{"v":-0.7186816197488614,"d":"-0.71868"},{"v":0.40289186254324755,"d":"0.40289"},"OK"]
[{"$nulls":13},53.303062438964844,-46.44453430175781,38.06503677368164,null,{"v":0.369141876997106,"d":"0.36914"},{"v":1.8570527467590028,"d":"1.85705"},{"v":1.731956683496794,"d":"1.73196"},{"v":0.6700529462183888,"d":"0.67005"},"OK"]
[{"$nulls":13},51.911190032958984,-46.946006774902344,37.864078521728516,null,{"v":-0.5499079995089298,"d":"-0.54991"},{"v":1.031506694775145,"d":"1.03151"},{"v":0.8794343508020424,"d":"0.87943"},{"v":-0.5390744698048076,"d":"-0.53907"},"OK"]
[{"$nulls":13},52.33702087402344,-47.70256423950195,37.722782135009766,null,{"v":-0.5030069726394328,"d":"-0.50301"},{"v":1.8971897462251432,"d":"1.89719"},{"v":1.6621980892211168,"d":"1.66220"},{"v":-0.9145635272475564,"d":"-0.91456"},"NG"]
[{"$nulls":13},50.98173141479492,-45.4859733581543,38.20028305053711,null,{"v":2.971168939953335,"d":"2.97117"},{"v":0.7299491180470349,"d":"0.72995"},{"v":-0.7193743404808572,"d":"-0.71937"},{"v":0.1237993263122858,"d":"0.12380"},"OK"]
[{"$nulls":13},52.756248474121094,-46.68897247314453,38.0673942565918,null,{"v":0.1092232299953213,"d":"0.10922"},{"v":1.4327746848274743,"d":"1.43277"},{"v":1.4242368816014277,"d":"1.42424"},{"v":0.15618131312263098,"d":"0.15618"},"OK"]
[{"$nulls":13},52.0558967590332,-46.56703567504883,37.90737533569336,null,{"v":-0.18445208895012288,"d":"-0.18445"},{"v":0.7940722029398204,"d":"0.79407"},{"v":0.78060226835409,"d":"0.78060"},{"v":-0.1456391503756752,"d":"-0.14564"},"OK"]
[{"$nulls":13},51.753028869628906,-45.24038314819336,38.329742431640625,null,{"v":1.8601204372012352,"d":"1.86012"},{"v":0.8006505919652553,"d":"0.80065"},{"v":-0.22842921103080224,"d":"-0.22843"},{"v":0.7673730943694593,"d":"0.76737"},"OK"]
[{"$nulls":13},49.87898635864258,-44.826995849609375,38.460182189941406,null,{"v":3.1260523058864917,"d":"3.12605"},{"v":2.000905785463294,"d":"2.00091"},{"v":-2.000664178544316,"d":"-2.00066"},{"v":0.03109352006572918,"d":"0.03109"},"OK"]
[{"$nulls":13},50.66046142578125,-43.937255859375,38.621517181396484,null,{"v":2.568188531989581,"d":"2.56819"},{"v":2.227047015059184,"d":"2.22705"},{"v":-1.8708511726144428,"d":"-1.87085"},{"v":1.2081615360584796,"d":"1.20816"},"NG"]
[{"$nulls":13},52.98606872558594,-48.768192291259766,37.457359313964844,null,{"v":-0.46724977269366086,"d":"-0.46725"},{"v":3.141860725518336,"d":"3.14186"},{"v":2.805086104072871,"d":"2.80509"},{"v":-1.4151963705761428,"d":"-1.41520"},"NG"]
[{"$nulls":13},50.75310134887695,-45.43313217163086,38.25865936279297,null,{"v":3.103245618815688,"d":"3.10325"},{"v":0.9376549098092392,"d":"0.93765"},{"v":-0.9369655858221625,"d":"-0.93697"},{"v":0.03594747382368211,"d":"0.03595"},"OK"]
[{"$nulls":13},51.86031723022461,-45.468658447265625,38.2465934753418,null,{"v":1.585766565653624,"d":"1.58577"},{"v":0.6419909283306975,"d":"0.64199"},{"v":-0.009610398571578057,"d":"-0.00961"},{"v":0.6419189920061613,"d":"0.64192"},"OK"]
[{"$nulls":13},53.975341796875,-45.189048767089844,38.41489791870117,null,{"v":0.927457623127526,"d":"0.92746"},{"v":2.604795368837033,"d":"2.60480"},{"v":1.5625387749970476,"d":"1.56254"},{"v":2.08409008685939,"d":"2.08409"},"NG"]
[{"$nulls":13},50.91139602661133,-44.983577728271484,38.31703186035156,null,{"v":2.7065671028789575,"d":"2.70657"},{"v":1.1745504978308463,"d":"1.17455"},{"v":-1.0651520125238305,"d":"-1.06515"},{"v":0.49499501226893433,"d":"0.49500"},"OK"]
[{"$nulls":13},51.916568756103516,-45.1171760559082,38.4250373840332,null,{"v":1.7407788123479389,"d":"1.74078"},{"v":0.9761698852266578,"d":"0.97617"},{"v":-0.16513386362843072,"d":"-0.16513"},{"v":0.9621010611711085,"d":"0.96210"},"OK"]
[{"$nulls":13},50.324440002441406,-46.18406295776367,38.08544158935547,null,{"v":-2.375413724330773,"d":"-2.37541"},{"v":1.1898825489436646,"d":"1.18988"},{"v":-0.8573881998061643,"d":"-0.85739"},{"v":-0.8250490622464929,"d":"-0.82505"},"OK"]
[{"$nulls":13},52.016109466552734,-45.410037994384766,38.348182678222656,null,{"v":1.4629345729637273,"d":"1.46293"},{"v":0.7838521222366486,"d":"0.78385"},{"v":0.08438381984027138,"d":"0.08438"},{"v":0.7792968115449097,"d":"0.77930"},"OK"]
[{"$nulls":13},51.7242546081543,-45.745338439941406,38.004173278808594,null,{"v":1.459669472085535,"d":"1.45967"},{"v":0.339326744377619,"d":"0.33933"},{"v":0.03763075061681298,"d":"0.03763"},{"v":0.33723369650426277,"d":"0.33723"},"OK"]
[{"$nulls":13},53.08234786987305,-47.14479446411133,37.90282440185547,null,{"v":-0.015444853950869475,"d":"-0.01544"},{"v":1.9530435597681153,"d":"1.95304"},{"v":1.952810621462219,"d":"1.95281"},{"v":-0.030163273298064328,"d":"-0.03016"},"OK"]
[{"$nulls":13},52.94702911376953,-45.01704406738281,38.4100456237793,null,{"v":1.2075579000163785,"d":"1.20756"},{"v":1.7493128998449534,"d":"1.74931"},{"v":0.6215364957693142,"d":"0.62154"},{"v":1.635172164021502,"d":"1.63517"},"NG"]
[{"$nulls":13},52.584678649902344,-44.30345153808594,38.630008697509766,null,{"v":1.6128136542408453,"d":"1.61281"},{"v":2.013654502931658,"d":"2.01365"},{"v":-0.08458348741738805,"d":"-0.08458"},{"v":2.011877255409299,"d":"2.01188"},"NG"]
[{"$nulls":13},52.331180572509766,-45.464111328125,38.31938934326172,null,{"v":1.1835281657270516,"d":"1.18353"},{"v":0.9889579428679529,"d":"0.98896"},{"v":0.37349015044971157,"d":"0.37349"},{"v":0.9157198918220926,"d":"0.91572"},"OK"]
[{"$nulls":13},52.747188568115234,-46.89824676513672,37.854881286621094,null,{"v":-0.013300901709118351,"d":"-0.01330"},{"v":1.5369861988696931,"d":"1.53699"},{"v":1.5368502436964289,"d":"1.53685"},{"v":-0.02044269958041707,"d":"-0.02044"},"OK"]
[{"$nulls":13},51.5745735168457,-45.135860443115234,38.30665969848633,null,{"v":2.0955768415395175,"d":"2.09558"},{"v":0.8673513608611768,"d":"0.86735"},{"v":-0.43456303877395885,"d":"-0.43456"},{"v":0.7506352966116622,"d":"0.75064"},"OK"]
[{"$nulls":13},51.62031936645508,-45.662349700927734,38.1473274230957,null,{"v":1.8393470590746015,"d":"1.83935"},{"v":0.35844731050426615,"d":"0.35845"},{"v":-0.09510840027550146,"d":"-0.09511"},{"v":0.3455992861751552,"d":"0.34560"},"OK"]
[{"$nulls":13},52.36378479003906,-46.27928924560547,38.014339447021484,null,{"v":0.2981427459912978,"d":"0.29814"},{"v":0.9078142134895769,"d":"0.90781"},{"v":0.8677648067917925,"d":"0.86776"},{"v":0.266666245159192,"d":"0.26667"},"OK"]
[{"$nulls":13},53.08330154418945,-46.4930419921875,38.14279556274414,null,{"v":0.3089817297024699,"d":"0.30898"},{"v":1.6582925513590554,"d":"1.65829"},{"v":1.5797619654990345,"d":"1.57976"},{"v":0.504268101564587,"d":"0.50427"},"OK"]
[{"$nulls":13},50.919010162353516,-45.425933837890625,38.29755783081055,null,{"v":2.973053890245608,"d":"2.97305"},{"v":0.816762603164148,"d":"0.81676"},{"v":-0.8051898367116643,"d":"-0.80519"},{"v":0.1370053896155867,"d":"0.13701"},"OK"]
[{"$nulls":13},51.90764236450195,-45.49034118652344,38.288818359375,null,{"$f":"(ATAN2($N835-$A$3, $O835-$A$6))-$C$15","v":{"v":1.5070219496953194,"d":"1.50702"}},{"$f":"SQRT(($N835-$A$3)^2+($O835-$A$6)^2)","v":{"v":0.6526288405296542,"d":"0.65263"}},{"v":0.041592790231784096,"d":"0.04159"},{"v":0.6513021136859727,"d":"0.65130"},{"$f":"IF(($T835/$A$9)^2 +($U835/$A$12)^2<=1, \"OK\", \"NG\")","v":"OK"}]
[{"$nulls":13},53.93341064453125,-46.9146728515625,38.03631591796875,null,{"v":0.2513223991380398,"d":"0.25132"},{"v":2.5996372420596434,"d":"2.59964"},{"$f":"$S836*COS($R836)","v":{"v":2.517968098688635,"d":"2.51797"}},{"$f":"$S836*SIN($R836)","v":{"v":0.646490869455873,"d":"0.64649"}},"NG"]
[{"$nulls":13},50.32054901123047,-45.20249938964844,38.205142974853516,null,{"v":3.157909982291584,"d":"3.15791"},{"v":1.423766785123371,"d":"1.42377"},{"v":-1.4235772466624677,"d":"-1.42358"},{"v":-0.023231039697944406,"d":"-0.02323"},"OK"]
[{"$nulls":13},52.92387390136719,-45.076602935791016,38.30734634399414,null,{"v":1.1861925907133901,"d":"1.18619"},{"v":1.6970795577062339,"d":"1.69708"},{"v":0.6367304196886665,"d":"0.63673"},{"v":1.5731031109966953,"d":"1.57310"},"NG"]
[{"$nulls":13},50.89665985107422,-45.71791458129883,38.081539154052734,null,{"v":3.3151141377298217,"d":"3.31511"},{"v":0.6660266651941192,"d":"0.66603"},{"v":-0.6560248655993894,"d":"-0.65602"},{"v":-0.11499084513517806,"d":"-0.11499"},"OK"]
[{"$nulls":13},50.489036560058594,-46.71915817260742,37.842350006103516,null,{"v":-1.912418421107682,"d":"-1.91242"},{"v":1.2406593223468751,"d":"1.24066"},{"v":-0.4156405867125389,"d":"-0.41564"},{"v":-1.1689646944212917,"d":"-1.16896"},"NG"]
[{"$nulls":13},51.17790222167969,-45.454986572265625,38.31645584106445,null,{"v":2.7154301218605967,"d":"2.71543"},{"v":0.6330771005254052,"d":"0.63308"},{"v":-0.5764539132153778,"d":"-0.57645"},{"v":0.26170116764800994,"d":"0.26170"},"OK"]
[{"$nulls":13},52.51055908203125,-44.77834701538086,38.464359283447266,null,{"v":1.490550138004243,"d":"1.49055"},{"v":1.5854544058738167,"d":"1.58545"},{"v":0.1270901725452393,"d":"0.12709"},{"v":1.5803524167561862,"d":"1.58035"},"NG"]
[{"$nulls":13},51.2962646484375,-46.25880813598633,37.94646072387695,null,{"v":-1.626822060840676,"d":"-1.62682"},{"v":0.3293778145671217,"d":"0.32938"},{"v":-0.01844398138866326,"d":"-0.01844"},{"v":-0.3288610105797704,"d":"-0.32886"},"OK"]
[{"$nulls":13},50.322547912597656,-46.37110900878906,38.14656066894531,null,{"v":-2.225403110247118,"d":"-2.22540"},{"v":1.2345506528824717,"d":"1.23455"},{"v":-0.7516529016889707,"d":"-0.75165"},{"v":-0.9793534754699591,"d":"-0.97935"},"NG"]
[{"$nulls":13},53.14333724975586,-46.9662971496582,37.78907775878906,null,{"v":0.07930928271968496,"d":"0.07931"},{"v":1.9063807326640498,"d":"1.90638"},{"v":1.9003883431508872,"d":"1.90039"},{"v":0.15103523790475176,"d":"0.15104"},"OK"]
[{"$nulls":13},53.243473052978516,-46.18821716308594,38.124366760253906,null,{"v":0.5033264088988899,"d":"0.50333"},{"v":1.7536031440843005,"d":"1.75360"},{"v":1.5361264451730565,"d":"1.53613"},{"v":0.8458365866893752,"d":"0.84584"},"OK"]
[{"$nulls":13},50.96699142456055,-45.679100036621094,38.203739166259766,null,{"v":3.210529440422139,"d":"3.21053"},{"v":0.6221534601596125,"d":"0.62215"},{"v":-0.6206757216148455,"d":"-0.62068"},{"v":-0.04285529823101574,"d":"-0.04286"},"OK"]
[{"$nulls":13},51.535888671875,-46.122962951660156,38.13920593261719,null,{"v":-0.675953530746702,"d":"-0.67595"},{"v":0.1280932638741372,"d":"0.12809"},{"v":0.09992693054966145,"d":"0.09993"},{"v":-0.08014045670479097,"d":"-0.08014"},"OK"]
[{"$nulls":13},51.79022216796875,-46.40442657470703,38.030174255371094,null,{"v":-0.33748121169781464,"d":"-0.33748"},{"v":0.4977848542390008,"d":"0.49778"},{"v":0.4697056356757038,"d":"0.46971"},{"v":-0.164822258582469,"d":"-0.16482"},"OK"]
[{"$nulls":13},52.23569107055664,-46.59196090698242,37.8487434387207,null,{"v":-0.06669399131573406,"d":"-0.06669"},{"v":0.9442770073936078,"d":"0.94428"},{"v":0.9421776718977397,"d":"0.94218"},{"v":-0.06293092458865271,"d":"-0.06293"},"OK"]
[{"$nulls":13},51.21908950805664,-45.94474411010742,38.04487228393555,null,{"v":3.558234684628176,"d":"3.55823"},{"v":0.28629341216954485,"d":"0.28629"},{"v":-0.2618018801496199,"d":"-0.26180"},{"v":-0.11586066373797856,"d":"-0.11586"},"OK"]
[{"$nulls":13},52.35561752319336,-47.228275299072266,37.82749557495117,null,{"v":-0.35149012946374436,"d":"-0.35149"},{"v":1.4969106707838655,"d":"1.49691"},{"v":1.4053906121532096,"d":"1.40539"},{"v":-0.5153821723519636,"d":"-0.51538"},"OK"]
[{"$nulls":13},50.067588806152344,-45.75083923339844,38.03534698486328,null,{"v":3.5802360580754646,"d":"3.58024"},{"v":1.4539198450649011,"d":"1.45392"},{"v":-1.316275302288562,"d":"-1.31628"},{"v":-0.6174967566382036,"d":"-0.61750"},"OK"]
[{"$nulls":13},50.038814544677734,-44.67965316772461,38.525550842285156,null,{"v":3.017649991258118,"d":"3.01765"},{"v":1.969359970230175,"d":"1.96936"},{"v":-1.954252883616486,"d":"-1.95425"},{"v":0.24346326051715525,"d":"0.24346"},"OK"]
[{"$nulls":13},51.306949615478516,-44.85617446899414,38.43999099731445,null,{"v":2.3488619357868306,"d":"2.34886"},{"v":1.1600022829049645,"d":"1.16000"},{"v":-0.8142089890132334,"d":"-0.81421"},{"v":0.8262378704433596,"d":"0.82624"},"OK"]
[{"$nulls":13},49.90826416015625,-43.809967041015625,38.676902770996094,null,{"v":2.8101545340706293,"d":"2.81015"},{"v":2.7073727754561148,"d":"2.70737"},{"v":-2.5600249672816577,"d":"-2.56002"},{"v":0.8809878047825032,"d":"0.88099"},"NG"]
[{"$nulls":13},50.41913604736328,-45.615787506103516,38.107730865478516,null,{"v":3.410920176397063,"d":"3.41092"},{"v":1.1471207977260403,"d":"1.14712"},{"v":-1.105767149451342,"d":"-1.10577"},{"v":-0.3052296443169977,"d":"-0.30523"},"OK"]
[{"$nulls":13},51.58157730102539,-46.141536712646484,38.08549880981445,null,{"v":-0.43706896213219926,"d":"-0.43707"},{"v":0.16336308355733462,"d":"0.16336"},{"v":0.14800633615513975,"d":"0.14801"},{"v":-0.0691492698970312,"d":"-0.06915"},"OK"]
[{"$nulls":13},52.07371520996094,-46.73724365234375,37.91623306274414,null,{"v":-0.2986314863535857,"d":"-0.29863"},{"v":0.9341720104251009,"d":"0.93417"},{"v":0.8928255739129478,"d":"0.89283"},{"v":-0.27484511934667893,"d":"-0.27485"},"OK"]
[{"$nulls":13},51.79216003417969,-45.428924560546875,38.29126739501953,null,{"v":1.7087800776530264,"d":"1.70878"},{"v":0.6414706876533456,"d":"0.64147"},{"v":-0.08823192619129819,"d":"-0.08823"},{"v":0.6353737249202468,"d":"0.63537"},"OK"]
[{"$nulls":13},52.20166015625,-45.067562103271484,38.4207763671875,null,{"v":1.5365619377447577,"d":"1.53656"},{"v":1.1669479020608728,"d":"1.16695"},{"v":0.03994194546411415,"d":"0.03994"},{"v":1.1662641412290846,"d":"1.16626"},"NG"]
[{"$nulls":13},50.664634704589844,-45.85137176513672,38.196983337402344,null,{"v":3.576380356548829,"d":"3.57638"},{"v":0.8484842538163406,"d":"0.84848"},{"v":-0.7695408427573343,"d":"-0.76954"},{"v":-0.3573967267653749,"d":"-0.35740"},"OK"]
[{"$nulls":13},50.432891845703125,-45.89667510986328,38.07973861694336,null,{"v":3.6559317921304615,"d":"3.65593"},{"v":1.072098804163426,"d":"1.07210"},{"v":-0.9333885483407208,"d":"-0.93339"},{"v":-0.5274292973613146,"d":"-0.52743"},"OK"]
[{"$nulls":13},51.323204040527344,-46.357810974121094,38.01358413696289,null,{"v":-1.4188510652781352,"d":"-1.41885"},{"v":0.39910588129886426,"d":"0.39911"},{"v":0.06040917179961322,"d":"0.06041"},{"v":-0.3945075873159196,"d":"-0.39451"},"OK"]
[{"$nulls":13},51.367698669433594,-45.29990005493164,38.32204055786133,null,{"v":2.3684339611022547,"d":"2.36843"},{"v":0.712491105315962,"d":"0.71249"},{"v":-0.5099357369774979,"d":"-0.50994"},{"v":0.49760337549857653,"d":"0.49760"},"OK"]
[{"$nulls":13},51.00336837768555,-45.72197341918945,38.18489456176758,null,{"v":3.2421031344035454,"d":"3.24210"},{"v":0.5691588072936139,"d":"0.56916"},{"v":-0.5662863041096223,"d":"-0.56629"},{"v":-0.05711015406872475,"d":"-0.05711"},"OK"]
[{"$nulls":13},52.03691101074219,-46.114444732666016,38.04328536987305,null,{"v":0.4008541792709144,"d":"0.40085"},{"v":0.5489727045046895,"d":"0.54897"},{"v":0.5054545539724531,"d":"0.50545"},{"v":0.2142118674576682,"d":"0.21421"},"OK"]
[{"$nulls":13},52.08368682861328,-44.890350341796875,38.38917922973633,null,{"v":1.6974231154334456,"d":"1.69742"},{"v":1.2537992972748637,"d":"1.25380"},{"v":-0.15834063766717715,"d":"-0.15834"},{"v":1.2437607970627205,"d":"1.24376"},"NG"]
[{"$nulls":13},52.51667022705078,-46.254302978515625,38.07857894897461,null,{"v":0.36576121311121745,"d":"0.36576"},{"v":1.0479925359721822,"d":"1.04799"},{"v":0.9786696910268499,"d":"0.97867"},{"v":0.3748252810561422,"d":"0.37483"},"OK"]
[{"$nulls":13},52.82962417602539,-46.8348388671875,37.883323669433594,null,{"v":0.05020059126818566,"d":"0.05020"},{"v":1.5699861093774388,"d":"1.56999"},{"v":1.5680082642960154,"d":"1.56801"},{"v":0.07878113186229273,"d":"0.07878"},"OK"]
[{"$nulls":13},50.60017013549805,-44.097042083740234,38.71482467651367,null,{"v":2.623361196636832,"d":"2.62336"},{"v":2.104980431287976,"d":"2.10498"},{"v":-1.82858929315335,"d":"-1.82859"},{"v":1.0426906602968324,"d":"1.04269"},"NG"]
[{"$nulls":13},51.824851989746094,-46.17255401611328,38.12324905395508,null,{"v":0.12258795516481386,"d":"0.12259"},{"v":0.367836517652637,"d":"0.36784"},{"v":0.3650760891321761,"d":"0.36508"},{"v":0.044979471570641014,"d":"0.04498"},"OK"]
[{"$nulls":13},53.2952995300293,-45.988529205322266,38.3294677734375,null,{"v":0.6172544999317667,"d":"0.61725"},{"v":1.7953361751087045,"d":"1.79534"},{"v":1.4640439026011953,"d":"1.46404"},{"v":1.0391378315267972,"d":"1.03914"},"NG"]
[{"$nulls":13},51.60354232788086,-47.59162139892578,37.754432678222656,null,{"v":-0.8949680072740558,"d":"-0.89497"},{"v":1.5949857965453638,"d":"1.59499"},{"v":0.9977334395699633,"d":"0.99773"},{"v":-1.2443904832267638,"d":"-1.24439"},"NG"]
[{"$nulls":13},52.772804260253906,-45.583003997802734,38.19350814819336,null,{"v":0.927464917710952,"d":"0.92746"},{"v":1.3393716253411505,"d":"1.33937"},{"v":0.8034411308537847,"d":"0.80344"},{"v":1.0716336594290918,"d":"1.07163"},"NG"]
[{"$nulls":13},50.53399658203125,-46.49808883666992,37.94449234008789,null,{"v":-2.054663544305072,"d":"-2.05466"},{"v":1.0868555988458188,"d":"1.08686"},{"v":-0.5056116546958831,"d":"-0.50561"},{"v":-0.9620872867771377,"d":"-0.96209"},"OK"]
[{"$nulls":13},51.02820587158203,-45.5040168762207,38.256378173828125,null,{"v":2.942070548200575,"d":"2.94207"},{"v":0.6845355788295742,"d":"0.68454"},{"v":-0.6709553574047112,"d":"-0.67096"},{"v":0.1356755949073246,"d":"0.13568"},"OK"]
[{"$nulls":13},50.71683120727539,-44.99737548828125,38.381439208984375,null,{"v":2.8447830407695447,"d":"2.84478"},{"v":1.2722457582546636,"d":"1.27225"},{"v":-1.2166161120135537,"d":"-1.21662"},{"v":0.37209475323633356,"d":"0.37209"},"OK"]
[{"$nulls":13},51.197452545166016,-46.72309875488281,37.905662536621094,null,{"v":-1.356201677138708,"d":"-1.35620"},{"v":0.7838410372898293,"d":"0.78384"},{"v":0.16692004083387252,"d":"0.16692"},{"v":-0.7658619142558363,"d":"-0.76586"},"OK"]
[{"$nulls":13},54.0903205871582,-46.38275909423828,38.01142120361328,null,{"v":0.4641616822820751,"d":"0.46416"},{"v":2.618447110116553,"d":"2.61845"},{"v":2.341408001588651,"d":"2.34141"},{"v":1.1722089568734604,"d":"1.17221"},"NG"]
[{"$nulls":13},49.367515563964844,-45.58332061767578,38.09492874145508,null,{"v":3.5594929441979,"d":"3.55949"},{"v":2.172811905707963,"d":"2.17281"},{"v":-1.9858264604071363,"d":"-1.98583"},{"v":-0.8818190555511569,"d":"-0.88182"},"NG"]
[{"$nulls":13},51.49130630493164,-45.42634963989258,38.31114196777344,null,{"v":2.1968154465015077,"d":"2.19682"},{"v":0.5737162329804835,"d":"0.57372"},{"v":-0.33615378734958107,"d":"-0.33615"},{"v":0.46492036655307867,"d":"0.46492"},"OK"]
[{"$nulls":13},48.35228729248047,-45.34880447387695,38.142093658447266,null,{"v":3.5484567834353964,"d":"3.54846"},{"v":3.2143663298265506,"d":"3.21437"},{"v":-2.9519657084404627,"d":"-2.95197"},{"v":-1.272025690980416,"d":"-1.27203"},"NG"]
[{"$nulls":13},50.407901763916016,-46.45367431640625,37.96241760253906,null,{"v":-2.1370030224325456,"d":"-2.13700"},{"v":1.1825814739900284,"d":"1.18258"},{"v":-0.6343776049843036,"d":"-0.63438"},{"v":-0.998030058123906,"d":"-0.99803"},"NG"]
[{"$nulls":13},50.054161071777344,-46.58261489868164,37.78658676147461,null,{"v":-2.147672133255335,"d":"-2.14767"},{"v":1.55881054863311,"d":"1.55881"},{"v":-0.850187736415353,"d":"-0.85019"},{"v":-1.3065493252758567,"d":"-1.30655"},"NG"]
[{"$nulls":13},52.396297454833984,-46.295536041259766,38.11022186279297,null,{"v":0.2923613011410334,"d":"0.29236"},{"v":0.9437641014710043,"d":"0.94376"},{"v":0.9037164017773507,"d":"0.90372"},{"v":0.2720061476951765,"d":"0.27201"},"OK"]
[{"$nulls":13},50.759151458740234,-44.678802490234375,38.43886947631836,null,{"v":2.6927131903310215,"d":"2.69271"},{"v":1.5147341089767574,"d":"1.51473"},{"v":-1.3646753564486978,"d":"-1.36468"},{"v":0.6573283748623902,"d":"0.65733"},"OK"]
[{"$nulls":13},51.74516296386719,-46.05088806152344,38.071319580078125,null,{"v":0.40620316348368246,"d":"0.40620"},{"v":0.2503886452252918,"d":"0.25039"},{"v":0.23001393601718095,"d":"0.23001"},{"v":0.09893463951337386,"d":"0.09893"},"OK"]
[{"$nulls":13},52.259490966796875,-46.58979797363281,38.02358627319336,null,{"v":-0.04942501201692773,"d":"-0.04943"},{"v":0.9616070810613988,"d":"0.96161"},{"v":0.9604327979540597,"d":"0.96043"},{"v":-0.047508093642661044,"d":"-0.04751"},"OK"]
[{"$nulls":13},52.29535675048828,-44.2917594909668,38.651268005371094,null,{"v":1.745910690229535,"d":"1.74591"},{"v":1.8843242813404744,"d":"1.88432"},{"v":-0.32828839550023625,"d":"-0.32829"},{"v":1.8555065956846328,"d":"1.85551"},"NG"]
[{"$nulls":13},50.040470123291016,-44.66443634033203,38.31356430053711,null,{"v":3.011382048521754,"d":"3.01138"},{"v":1.978372500322384,"d":"1.97837"},{"v":-1.9616247266393396,"d":"-1.96162"},{"v":0.2568777566644832,"d":"0.25688"},"OK"]
[{"$nulls":13},51.482601165771484,-45.61454772949219,38.18024444580078,null,{"v":2.2267696970127,"d":"2.22677"},{"v":0.3858447515156053,"d":"0.38584"},{"v":-0.23533863032782434,"d":"-0.23534"},{"v":0.30576445402885344,"d":"0.30576"},"OK"]
[{"$nulls":13},51.43338394165039,-44.95096206665039,38.35736846923828,null,{"v":2.245078462466987,"d":"2.24508"},{"v":1.0511509334231968,"d":"1.05115"},{"v":-0.6562721197872922,"d":"-0.65627"},{"v":0.8211121662881095,"d":"0.82111"},"OK"]
[{"$nulls":13},50.485626220703125,-43.46092224121094,38.724422454833984,null,{"v":2.561740981870651,"d":"2.56174"},{"v":2.734203728565652,"d":"2.73420"},{"v":-2.287281527488617,"d":"-2.28728"},{"v":1.4980698392637282,"d":"1.49807"},"NG"]
[{"$nulls":13},51.59288787841797,-47.02336883544922,37.86061096191406,null,{"v":-0.8694123626820518,"d":"-0.86941"},{"v":1.0275757545435185,"d":"1.02758"},{"v":0.6630695452054293,"d":"0.66307"},{"v":-0.7850163753366847,"d":"-0.78502"},"OK"]
[{"$nulls":13},53.57941818237305,-45.583892822265625,38.26414108276367,null,{"v":0.8083641630547688,"d":"0.80836"},{"v":2.1206426291446876,"d":"2.12064"},{"v":1.464690382877607,"d":"1.46469"},{"v":1.533560316013538,"d":"1.53356"},"NG"]
[{"$nulls":13},52.21028518676758,-46.72272872924805,37.9158821105957,null,{"v":-0.183216183328606,"d":"-0.18322"},{"v":1.0133320594069597,"d":"1.01333"},{"v":0.9963717317394648,"d":"0.99637"},{"v":-0.1846218698108382,"d":"-0.18462"},"OK"]
[{"$nulls":13},51.01065444946289,-45.1072883605957,38.43529510498047,null,{"v":2.683088200943603,"d":"2.68309"},{"v":1.0180339576646615,"d":"1.01803"},{"v":-0.9128867689048117,"d":"-0.91289"},{"v":0.4505894873572914,"d":"0.45059"},"OK"]
[{"$nulls":13},51.082359313964844,-45.41299819946289,38.281768798828125,null,{"$f":"(ATAN2($N899-$A$3, $O899-$A$6))-$C$15","v":{"v":2.8000514761129702,"d":"2.80005"}},{"$f":"SQRT(($N899-$A$3)^2+($O899-$A$6)^2)","v":{"v":0.7204129763307462,"d":"0.72041"}},{"v":-0.6788016226276778,"d":"-0.67880"},{"v":0.24129486854004145,"d":"0.24129"},{"$f":"IF(($T899/$A$9)^2 +($U899/$A$12)^2<=1, \"OK\", \"NG\")","v":"OK"}]
[{"$nulls":13},52.052364349365234,-45.66876220703125,38.23366165161133,null,{"v":1.1510440049368336,"d":"1.15104"},{"v":0.644068979178851,"d":"0.64407"},{"$f":"$S900*COS($R900)","v":{"v":0.26248019309908943,"d":"0.26248"}},{"$f":"$S900*SIN($R900)","v":{"v":0.5881572903324007,"d":"0.58816"}},"OK"]
[{"$nulls":13},51.4301643371582,-45.88863754272461,38.12751007080078,null,{"v":2.7417712812747856,"d":"2.74177"},{"v":0.13144815211697095,"d":"0.13145"},{"v":-0.12108090736844887,"d":"-0.12108"},{"v":0.051166693911170756,"d":"0.05117"},"OK"]
[{"$nulls":13},51.897315979003906,-47.38441848754883,37.794288635253906,null,{"v":-0.680451247458773,"d":"-0.68045"},{"v":1.4403036262673288,"d":"1.44030"},{"v":1.119532018936494,"d":"1.11953"},{"v":-0.9061581508847092,"d":"-0.90616"},"OK"]
[{"$nulls":13},51.20456314086914,-45.632755279541016,38.175453186035156,null,{"v":2.8591213515971274,"d":"2.85912"},{"v":0.47132963246342235,"d":"0.47133"},{"v":-0.4526506251449626,"d":"-0.45265"},{"v":0.13137364269129226,"d":"0.13137"},"OK"]
[{"$nulls":13},51.570533752441406,-47.205936431884766,37.80338668823242,null,{"v":-0.9015088660451704,"d":"-0.90151"},{"v":1.2079973874062913,"d":"1.20800"},{"v":0.7494745885701113,"d":"0.74947"},{"v":-0.9473887950931695,"d":"-0.94739"},"OK"]
[{"$nulls":13},51.63296890258789,-46.01544189453125,38.122901916503906,null,{"v":0.49525150221492853,"d":"0.49525"},{"v":0.1338625457779068,"d":"0.13386"},{"v":0.1177788552174775,"d":"0.11778"},{"v":0.06361856981890324,"d":"0.06362"},"OK"]
[{"$nulls":13},52.08671188354492,-45.98078918457031,38.08601760864258,null,{"v":0.6435967286839933,"d":"0.64360"},{"v":0.5870263109284826,"d":"0.58703"},{"v":0.4695873677609098,"d":"0.46959"},{"v":0.3522606900601932,"d":"0.35226"},"OK"]
[{"$nulls":13},52.64358139038086,-45.01506805419922,38.360023498535156,null,{"v":1.3218656404094289,"d":"1.32187"},{"v":1.5092611882256606,"d":"1.50926"},{"v":0.3718332782206147,"d":"0.37183"},{"v":1.4627403554602723,"d":"1.46274"},"NG"]
[{"$nulls":13},51.91521453857422,-45.458595275878906,38.31501007080078,null,{"v":1.5274188107155644,"d":"1.52742"},{"v":0.6822918644861882,"d":"0.68229"},{"v":0.02958684580658363,"d":"0.02959"},{"v":0.6816500619080559,"d":"0.68165"},"OK"]
[{"$nulls":13},49.91640090942383,-44.7537841796875,38.39291763305664,null,{"v":3.0857240939360224,"d":"3.08572"},{"v":2.0151525873915443,"d":"2.01515"},{"v":-2.0120084615187985,"d":"-2.01201"},{"v":0.11252511385282987,"d":"0.11253"},"OK"]
[{"$nulls":13},50.7330436706543,-44.25333023071289,38.55964660644531,null,{"v":2.5954111123384376,"d":"2.59541"},{"v":1.9076365728473856,"d":"1.90764"},{"v":-1.6301024668137183,"d":"-1.63010"},{"v":0.9908800339863295,"d":"0.99088"},"NG"]
[{"$nulls":13},51.04823303222656,-46.76664352416992,37.878997802734375,null,{"v":-1.4924302404848817,"d":"-1.49243"},{"v":0.8898514967807177,"d":"0.88985"},{"v":0.06966282535114077,"d":"0.06966"},{"v":-0.8871204975013147,"d":"-0.88712"},"OK"]
[{"$nulls":13},50.35549545288086,-45.002925872802734,38.42601776123047,null,{"v":3.0357932194246375,"d":"3.03579"},{"v":1.5179089147582532,"d":"1.51791"},{"v":-1.509421464126328,"d":"-1.50942"},{"v":0.16029447007713832,"d":"0.16029"},"OK"]
[{"$nulls":13},50.51149368286133,-45.712215423583984,38.058895111083984,null,{"v":3.469157762958824,"d":"3.46916"},{"v":1.0295458714627561,"d":"1.02955"},{"v":-0.974803422254219,"d":"-0.97480"},{"v":-0.3312446066088756,"d":"-0.33124"},"OK"]
[{"$nulls":13},49.290775299072266,-43.95747375488281,38.62592697143555,null,{"v":3.006246670638764,"d":"3.00625"},{"v":3.0087517746038395,"d":"3.00875"},{"v":-2.98123585488649,"d":"-2.98124"},{"v":0.4059803181448261,"d":"0.40598"},"NG"]
[{"$nulls":13},52.69440841674805,-47.080196380615234,37.788002014160156,null,{"v":-0.12436324455714343,"d":"-0.12436"},{"v":1.6104147561087574,"d":"1.61041"},{"v":1.597977286847725,"d":"1.59798"},{"v":-0.19976055018849925,"d":"-0.19976"},"OK"]
[{"$nulls":13},50.91826629638672,-46.59127426147461,37.81620407104492,null,{"v":-1.7371960186517719,"d":"-1.73720"},{"v":0.8294693208322835,"d":"0.82947"},{"v":-0.13738736874392274,"d":"-0.13739"},{"v":-0.8180122646461916,"d":"-0.81801"},"OK"]
[{"$nulls":13},52.152931213378906,-46.03887939453125,38.1970100402832,null,{"v":0.5513895392801644,"d":"0.55139"},{"v":0.6540877439025803,"d":"0.65409"},{"v":0.5571502427821438,"d":"0.55715"},{"v":0.3426578230412458,"d":"0.34266"},"OK"]
[{"$nulls":13},52.504032135009766,-46.296810150146484,38.00286865234375,null,{"v":0.32343329642952706,"d":"0.32343"},{"v":1.0469846194487513,"d":"1.04698"},{"v":0.9926982841189298,"d":"0.99270"},{"v":0.3327565327226184,"d":"0.33276"},"OK"]
[{"$nulls":13},49.508453369140625,-46.55320739746094,37.800167083740234,null,{"v":-2.259780565053357,"d":"-2.25978"},{"v":2.066953412027671,"d":"2.06695"},{"v":-1.3140727663666294,"d":"-1.31407"},{"v":-1.5954651899011727,"d":"-1.59547"},"NG"]
[{"$nulls":13},52.105186462402344,-46.08308029174805,38.13364791870117,null,{"v":0.4744375227961377,"d":"0.47444"},{"v":0.6108624961085792,"d":"0.61086"},{"v":0.5433926255247529,"d":"0.54339"},{"v":0.27906530360709414,"d":"0.27907"},"OK"]
[{"$nulls":13},52.557647705078125,-46.2362174987793,38.169456481933594,null,{"v":0.3911291526264501,"d":"0.39113"},{"v":1.0837053911403096,"d":"1.08371"},{"v":1.0018630709058935,"d":"1.00186"},{"v":0.41314375457167957,"d":"0.41314"},"OK"]
[{"$nulls":13},53.9326057434082,-45.10361099243164,38.487754821777344,null,{"v":0.9639156505229878,"d":"0.96392"},{"v":2.5925053434374954,"d":"2.59251"},{"v":1.478526355116662,"d":"1.47853"},{"v":2.1295642213789665,"d":"2.12956"},"NG"]
[{"$nulls":13},51.24325942993164,-45.78248977661133,38.084449768066406,null,{"v":3.049592498338164,"d":"3.04959"},{"v":0.33649133361442773,"d":"0.33649"},{"v":-0.3350683016246121,"d":"-0.33507"},{"v":0.03091360289604023,"d":"0.03091"},"OK"]
[{"$nulls":13},51.23051834106445,-44.79492950439453,38.37607955932617,null,{"v":2.4016651149067902,"d":"2.40167"},{"v":1.234834103789438,"d":"1.23483"},{"v":-0.9119464922366157,"d":"-0.91195"},{"v":0.8325676303933492,"d":"0.83257"},"OK"]
[{"$nulls":13},53.049339294433594,-46.7695426940918,37.95830154418945,null,{"v":0.1498684295218895,"d":"0.14987"},{"v":1.7299272260144491,"d":"1.72993"},{"v":1.7105360064296986,"d":"1.71054"},{"v":0.2582920401669111,"d":"0.25829"},"OK"]
[{"$nulls":13},49.180389404296875,-44.60618591308594,38.368797302246094,null,{"v":3.211389533878319,"d":"3.21139"},{"v":2.70616167746465,"d":"2.70616"},{"v":-2.699572678332676,"d":"-2.69957"},{"v":-0.18872832055107566,"d":"-0.18873"},"OK"]
[{"$nulls":13},52.75558090209961,-46.730430603027344,37.90296936035156,null,{"v":0.08397508535665921,"d":"0.08398"},{"v":1.4525881272942298,"d":"1.45259"},{"v":1.4474694450112808,"d":"1.44747"},{"v":0.12183789769563588,"d":"0.12184"},"OK"]
[{"$nulls":13},51.006065368652344,-46.019775390625,38.07493591308594,null,{"v":-2.4907123336097596,"d":"-2.49071"},{"v":0.4943303410867235,"d":"0.49433"},{"v":-0.3932648649314248,"d":"-0.39326"},{"v":-0.2995083172958384,"d":"-0.29951"},"OK"]
[{"$nulls":13},51.38850402832031,-46.30828094482422,37.89588928222656,null,{"v":-1.3069642879003298,"d":"-1.30696"},{"v":0.327823874424226,"d":"0.32782"},{"v":0.08549053259580537,"d":"0.08549"},{"v":-0.316480428271633,"d":"-0.31648"},"OK"]
[{"$nulls":13},49.86444091796875,-45.942413330078125,38.03059005737305,null,{"v":3.71726326519864,"d":"3.71726"},{"v":1.636572557318372,"d":"1.63657"},{"v":-1.3728019225164387,"d":"-1.37280"},{"v":-0.8909459113227727,"d":"-0.89095"},"NG"]
[{"$nulls":13},51.790924072265625,-46.7849006652832,37.99131393432617,null,{"v":-0.6049788426499645,"d":"-0.60498"},{"v":0.8370817583639184,"d":"0.83708"},{"v":0.68851157501197,"d":"0.68851"},{"v":-0.4760857919116741,"d":"-0.47609"},"OK"]
[{"$nulls":13},53.20384979248047,-48.50785827636719,37.47986602783203,null,{"v":-0.3631618613210026,"d":"-0.36316"},{"v":3.0319065370949576,"d":"3.03191"},{"v":2.8341604537039187,"d":"2.83416"},{"v":-1.0770291418248326,"d":"-1.07703"},"NG"]
[{"$nulls":13},53.035823822021484,-44.28873062133789,38.48632049560547,null,{"v":1.4502424874074904,"d":"1.45024"},{"v":2.299390723351576,"d":"2.29939"},{"v":0.2765294316269502,"d":"0.27653"},{"v":2.282702164558346,"d":"2.28270"},"NG"]
[{"$nulls":13},50.34953308105469,-46.25553894042969,37.866920471191406,null,{"v":-2.3121581792358326,"d":"-2.31216"},{"v":1.1785051046403863,"d":"1.17851"},{"v":-0.7958362137403282,"d":"-0.79584"},{"v":-0.8692059609568417,"d":"-0.86921"},"OK"]
[{"$nulls":13},51.368221282958984,-44.675533294677734,38.42610168457031,null,{"v":2.2808308670234476,"d":"2.28083"},{"v":1.331006267367736,"d":"1.33101"},{"v":-0.8676296983622849,"d":"-0.86763"},{"v":1.0093544423501408,"d":"1.00935"},"NG"]
[{"$nulls":13},52.263126373291016,-45.563751220703125,38.36328125,null,{"v":1.1301857538664024,"d":"1.13019"},{"v":0.8790192597721123,"d":"0.87902"},{"v":0.3748945085405842,"d":"0.37489"},{"v":0.7950653850573713,"d":"0.79507"},"OK"]
[{"$nulls":13},50.89554214477539,-45.880043029785156,38.019371032714844,null,{"v":3.5565494848658243,"d":"3.55655"},{"v":0.6162458709361546,"d":"0.61625"},{"v":-0.5639473792850769,"d":"-0.56395"},{"v":-0.24843978514592482,"d":"-0.24844"},"OK"]
[{"$nulls":13},51.64179229736328,-44.558692932128906,38.40127182006836,null,{"v":2.0835995283906747,"d":"2.08360"},{"v":1.4482648651012449,"d":"1.44826"},{"v":-0.7105503214275124,"d":"-0.71055"},{"v":1.261978351718438,"d":"1.26198"},"NG"]
[{"$nulls":13},50.92103958129883,-44.26166534423828,38.53948211669922,null,{"v":2.5031612722094723,"d":"2.50316"},{"v":1.832212471806927,"d":"1.83221"},{"v":-1.4713244075788043,"d":"-1.47132"},{"v":1.0918823331786853,"d":"1.09188"},"NG"]
[{"$nulls":13},50.69801330566406,-46.52670669555664,38.02867889404297,null,{"v":-1.9496199690622673,"d":"-1.94962"},{"v":0.9594803807457869,"d":"0.95948"},{"v":-0.3548424907182407,"d":"-0.35484"},{"v":-0.8914535365440845,"d":"-0.89145"},"OK"]
[{"$nulls":13},49.98937225341797,-44.71039581298828,38.4333610534668,null,{"v":3.045826873227221,"d":"3.04583"},{"v":1.9862213239973188,"d":"1.98622"},{"v":-1.9771203806619135,"d":"-1.97712"},{"v":0.18992142657675956,"d":"0.18992"},"OK"]
[{"$nulls":13},52.24147415161133,-47.07605743408203,37.958988189697266,null,{"v":-0.35658141251529674,"d":"-0.35658"},{"v":1.3067836542254971,"d":"1.30678"},{"v":1.2245812554296873,"d":"1.22458"},{"v":-0.4561625453730222,"d":"-0.45616"},"OK"]
[{"$nulls":13},51.4184684753418,-46.604164123535156,37.90157699584961,null,{"v":-1.0940700222237814,"d":"-1.09407"},{"v":0.6096406135421875,"d":"0.60964"},{"v":0.27974758985068277,"d":"0.27975"},{"v":-0.5416668382436098,"d":"-0.54167"},"OK"]
[{"$nulls":13},54.02687072753906,-46.58195877075195,38.06000518798828,null,{"v":0.3845042590891204,"d":"0.38450"},{"v":2.59301980026164,"d":"2.59302"},{"v":2.403689159948776,"d":"2.40369"},{"v":0.9726407902682594,"d":"0.97264"},"NG"]
[{"$nulls":13},52.118614196777344,-45.0767707824707,38.40276336669922,null,{"v":1.5913169762356891,"d":"1.59132"},{"v":1.111321606266267,"d":"1.11132"},{"v":-0.022803440609265146,"d":"-0.02280"},{"v":1.1110876273501633,"d":"1.11109"},"NG"]
[{"$nulls":13},50.75811004638672,-44.183414459228516,38.49523162841797,null,{"v":2.569386591886585,"d":"2.56939"},{"v":1.9622394681109496,"d":"1.96224"},{"v":-1.64967133294233,"d":"-1.64967"},{"v":1.0625291635906369,"d":"1.06253"},"NG"]
[{"$nulls":13},48.74011993408203,-44.9890251159668,38.226158142089844,null,{"v":3.4013265039167155,"d":"3.40133"},{"v":2.939218976938826,"d":"2.93922"},{"v":-2.840632769213318,"d":"-2.84063"},{"v":-0.7548600299848943,"d":"-0.75486"},"NG"]
[{"$nulls":13},52.195430755615234,-46.07219696044922,38.0888786315918,null,{"v":0.5074196404819389,"d":"0.50742"},{"v":0.6991683180420019,"d":"0.69917"},{"v":0.6110740004134978,"d":"0.61107"},{"v":0.3397424067912723,"d":"0.33974"},"OK"]
[{"$nulls":13},50.3586540222168,-45.94181823730469,38.176025390625,null,{"v":3.70152553187995,"d":"3.70153"},{"v":1.1428279654052178,"d":"1.14283"},{"v":-0.9683075790495288,"d":"-0.96831"},{"v":-0.6069894487282874,"d":"-0.60699"},"OK"]
[{"$nulls":13},52.95072555541992,-44.407958984375,38.58390808105469,null,{"v":1.442673135720504,"d":"1.44267"},{"v":2.1538800413627315,"d":"2.15388"},{"v":0.2752075921576245,"d":"0.27521"},{"v":2.136225646742292,"d":"2.13623"},"NG"]
[{"$nulls":13},51.50921630859375,-45.25817108154297,38.31889343261719,null,{"v":2.1692384385422754,"d":"2.16924"},{"v":0.741886166876849,"d":"0.74189"},{"v":-0.4179460294053661,"d":"-0.41795"},{"v":0.6129569325062836,"d":"0.61296"},"OK"]
[{"$nulls":13},52.4527587890625,-46.543304443359375,38.1785774230957,null,{"v":0.09261299157283653,"d":"0.09261"},{"v":1.0967812125988856,"d":"1.09678"},{"v":1.0920809362506103,"d":"1.09208"},{"v":0.10143104548348196,"d":"0.10143"},"OK"]
[{"$nulls":13},52.40727996826172,-47.567420959472656,37.743263244628906,null,{"v":-0.4352185932912642,"d":"-0.43522"},{"v":1.8110674766565622,"d":"1.81107"},{"v":1.6422359689403019,"d":"1.64224"},{"v":-0.7635616722451926,"d":"-0.76356"},"OK"]
[{"$nulls":13},50.95738220214844,-46.105491638183594,38.10993194580078,null,{"v":-2.338710257923105,"d":"-2.33871"},{"v":0.5527771343606186,"d":"0.55278"},{"v":-0.38397896048351876,"d":"-0.38398"},{"v":-0.3976464738658369,"d":"-0.39765"},"OK"]
[{"$nulls":13},52.88829040527344,-46.809715270996094,37.894535064697266,null,{"v":0.08285571354251475,"d":"0.08286"},{"v":1.6071680277614295,"d":"1.60717"},{"v":1.6016545231434902,"d":"1.60165"},{"v":0.13301074374862262,"d":"0.13301"},"OK"]
[{"$nulls":13},50.678192138671875,-44.78204345703125,38.42986297607422,null,{"v":2.7752347724845947,"d":"2.77523"},{"v":1.4692808790361003,"d":"1.46928"},{"v":-1.371776763166153,"d":"-1.37178"},{"v":0.5263219675621447,"d":"0.52632"},"OK"]
[{"$nulls":13},52.065223693847656,-46.07085037231445,38.04002380371094,null,{"v":0.4861663707084226,"d":"0.48617"},{"v":0.5696469076049528,"d":"0.56965"},{"v":0.5036422483621517,"d":"0.50364"},{"v":0.2661617647382929,"d":"0.26616"},"OK"]
[{"$nulls":13},49.99113082885742,-45.868194580078125,38.16510009765625,null,{"v":3.665325293439916,"d":"3.66533"},{"v":1.5146150812484578,"d":"1.51462"},{"v":-1.3115937491566216,"d":"-1.31159"},{"v":-0.7574831229265441,"d":"-0.75748"},"OK"]
[{"$nulls":13},51.41127014160156,-46.50242233276367,37.87875747680664,null,{"v":-1.134732792164993,"d":"-1.13473"},{"v":0.5101972052364621,"d":"0.51020"},{"v":0.21549436627321358,"d":"0.21549"},{"v":-0.4624536369579146,"d":"-0.46245"},"OK"]
[{"$nulls":13},52.665828704833984,-45.666812896728516,38.25723648071289,null,{"v":0.8892387955025101,"d":"0.88924"},{"v":1.212505758667285,"d":"1.21251"},{"v":0.76388269552296,"d":"0.76388"},{"v":0.9416227706899961,"d":"0.94162"},"OK"]
[{"$nulls":13},51.89658737182617,-48.4728889465332,37.54867172241211,null,{"v":-0.8009110727605149,"d":"-0.80091"},{"v":2.5044882282370753,"d":"2.50449"},{"v":1.7432561858150142,"d":"1.74326"},{"v":-1.798198864418442,"d":"-1.79820"},"NG"]
[{"$nulls":13},52.67280197143555,-46.93021774291992,37.75999069213867,null,{"v":-0.059690056069408914,"d":"-0.05969"},{"v":1.4969200090339294,"d":"1.49692"},{"v":1.4942541104621103,"d":"1.49425"},{"v":-0.08929819042526352,"d":"-0.08930"},"OK"]
[{"$nulls":13},52.11095428466797,-45.88419723510742,38.18642044067383,null,{"$f":"(ATAN2($N963-$A$3, $O963-$A$6))-$C$15","v":{"v":0.798187108592742,"d":"0.79819"}},{"$f":"SQRT(($N963-$A$3)^2+($O963-$A$6)^2)","v":{"v":0.6218323072267274,"d":"0.62183"}},{"v":0.4340427140462022,"d":"0.43404"},{"v":0.44528905296932897,"d":"0.44529"},{"$f":"IF(($T963/$A$9)^2 +($U963/$A$12)^2<=1, \"OK\", \"NG\")","v":"OK"}]
[{"$nulls":13},52.572444915771484,-45.00181198120117,38.35892868041992,null,{"v":1.3604168317451715,"d":"1.36042"},{"v":1.4650997980470941,"d":"1.46510"},{"$f":"$S964*COS($R964)","v":{"v":0.3059583185106043,"d":"0.30596"}},{"$f":"$S964*SIN($R964)","v":{"v":1.4327968891548446,"d":"1.43280"}},"NG"]
[{"$nulls":13},48.45500183105469,-44.08258056640625,38.46626281738281,null,{"v":3.1904896804191347,"d":"3.19049"},{"v":3.598403970262828,"d":"3.59840"},{"v":-3.594103080658734,"d":"-3.59410"},{"v":-0.1758811496513526,"d":"-0.17588"},"NG"]
[{"$nulls":13},49.5865478515625,-45.24760818481445,38.334293365478516,null,{"v":3.377817141106698,"d":"3.37782"},{"v":2.056062393975019,"d":"2.05606"},{"v":-1.9989624551355623,"d":"-1.99896"},{"v":-0.48118777091348824,"d":"-0.48119"},"OK"]
[{"$nulls":13},52.02689743041992,-46.95853042602539,37.915279388427734,null,{"v":-0.45732363688344146,"d":"-0.45732"},{"v":1.0938013895582384,"d":"1.09380"},{"v":0.9813995731527893,"d":"0.98140"},{"v":-0.48296620752911495,"d":"-0.48297"},"OK"]
[{"$nulls":13},51.81813049316406,-47.4771614074707,37.76836013793945,null,{"v":-0.747805029043044,"d":"-0.74781"},{"v":1.5110303883117766,"d":"1.51103"},{"v":1.1078622198383483,"d":"1.10786"},{"v":-1.0275476321107873,"d":"-1.02755"},"NG"]
[{"$nulls":13},50.86153793334961,-45.653987884521484,38.10047912597656,null,{"v":3.2558190114691756,"d":"3.25582"},{"v":0.7261943228980832,"d":"0.72619"},{"v":-0.7214619032280957,"d":"-0.72146"},{"v":-0.08277026519167019,"d":"-0.08277"},"OK"]
[{"$nulls":13},52.36967086791992,-46.977622985839844,37.98509979248047,null,{"v":-0.23290451750621,"d":"-0.23290"},{"v":1.308462502691996,"d":"1.30846"},{"v":1.2731341776280727,"d":"1.27313"},{"v":-0.301999150174786,"d":"-0.30200"},"OK"]
[{"$nulls":13},50.64566421508789,-46.9586296081543,37.821693420410156,null,{"v":-1.6878659355462722,"d":"-1.68787"},{"v":1.2840795765884023,"d":"1.28408"},{"v":-0.14998355029425323,"d":"-0.14998"},{"v":-1.275290278192609,"d":"-1.27529"},"NG"]
[{"$nulls":13},51.043331146240234,-45.549869537353516,38.136329650878906,null,{"v":2.9742700093073244,"d":"2.97427"},{"v":0.6412206136709863,"d":"0.64122"},{"v":-0.6322654517782407,"d":"-0.63227"},{"v":0.10679079494157427,"d":"0.10679"},"OK"]
[{"$nulls":13},50.45619583129883,-45.27174377441406,38.28556823730469,null,{"v":3.1432810495014554,"d":"3.14328"},{"v":1.2727467433478745,"d":"1.27275"},{"v":-1.272744929250982,"d":"-1.27274"},{"v":-2.1488993770784888E-3,"d":"-0.00215"},"OK"]
[{"$nulls":13},51.912681579589844,-46.30242156982422,38.14487075805664,null,{"v":-0.021550101545590672,"d":"-0.02155"},{"v":0.5116296434215998,"d":"0.51163"},{"v":0.5115108458568952,"d":"0.51151"},{"v":-0.01102481738973171,"d":"-0.01102"},"OK"]
[{"$nulls":13},50.21037292480469,-45.08380126953125,38.36219024658203,null,{"v":3.1347615516669816,"d":"3.13476"},{"v":1.5819475676486137,"d":"1.58195"},{"v":-1.5819106578282918,"d":"-1.58191"},{"v":0.010806361026106116,"d":"0.01081"},"OK"]
[{"$nulls":13},50.01820755004883,-47.408348083496094,37.6749382019043,null,{"v":-1.7707358238531026,"d":"-1.77074"},{"v":2.0442977251416723,"d":"2.04430"},{"v":-0.406018039715981,"d":"-0.40602"},{"v":-2.0035724445211875,"d":"-2.00357"},"NG"]
[{"$nulls":13},53.3995475769043,-46.632022857666016,38.043968200683594,null,{"v":0.2896642316344499,"d":"0.28966"},{"v":2.001932538707362,"d":"2.00193"},{"v":1.9185316992378334,"d":"1.91853"},{"v":0.5718129139455441,"d":"0.57181"},"OK"]
[{"$nulls":13},51.28268814086914,-46.59659194946289,37.961788177490234,null,{"v":-1.3092487531056731,"d":"-1.30925"},{"v":0.6349381058676843,"d":"0.63494"},{"v":0.16417963067336336,"d":"0.16418"},{"v":-0.6133444767459806,"d":"-0.61334"},"OK"]
[{"$nulls":13},51.53097152709961,-45.63279724121094,38.24165725708008,null,{"v":2.0975162405598833,"d":"2.09752"},{"v":0.3685065827813395,"d":"0.36851"},{"v":-0.18524846006610632,"d":"-0.18525"},{"v":0.3185594286727619,"d":"0.31856"},"OK"]
[{"$nulls":13},51.830604553222656,-44.86078643798828,38.44681167602539,null,{"v":1.8992158000995758,"d":"1.89922"},{"v":1.186215372722416,"d":"1.18622"},{"v":-0.3826106595178753,"d":"-0.38261"},{"v":1.1228160996825245,"d":"1.12282"},"NG"]
[{"$nulls":13},49.91288375854492,-45.63613510131836,38.11152648925781,null,{"v":3.5270908642417016,"d":"3.52709"},{"v":1.6282922429291047,"d":"1.62829"},{"v":-1.5087938456112382,"d":"-1.50879"},{"v":-0.6122718022485976,"d":"-0.61227"},"OK"]
[{"$nulls":13},51.60424041748047,-45.42752456665039,38.27116394042969,null,{"v":2.00154772076593,"d":"2.00155"},{"v":0.581888465623203,"d":"0.58189"},{"v":-0.24296966788252575,"d":"-0.24297"},{"v":0.5287342687157516,"d":"0.52873"},"OK"]
[{"$nulls":13},52.31322479248047,-46.87356185913086,38.023712158203125,null,{"v":-0.21028810034923018,"d":"-0.21029"},{"v":1.1935011038256584,"d":"1.19350"},{"v":1.16720924931934,"d":"1.16721"},{"v":-0.24913340429666958,"d":"-0.24913"},"OK"]
[{"$nulls":13},51.533206939697266,-46.97922897338867,37.934814453125,null,{"v":-0.9260327662417742,"d":"-0.92603"},{"v":0.9797918570634735,"d":"0.97979"},{"v":0.5888641974655641,"d":"0.58886"},{"v":-0.7830906972446596,"d":"-0.78309"},"OK"]
[{"$nulls":13},54.31154251098633,-46.855567932128906,37.91560363769531,null,{"v":0.31546311252697967,"d":"0.31546"},{"v":2.938837827708538,"d":"2.93884"},{"v":2.7938144010465877,"d":"2.79381"},{"v":0.9117943134695108,"d":"0.91179"},"NG"]
[{"$nulls":13},52.39287185668945,-45.47768783569336,38.17431640625,null,{"v":1.1401673951235716,"d":"1.14017"},{"v":1.03442261646329,"d":"1.03442"},{"v":0.43181185682946827,"d":"0.43181"},{"v":0.9399833348268709,"d":"0.93998"},"OK"]
[{"$nulls":13},50.142826080322266,-44.3160400390625,38.49921798706055,null,{"v":2.8600151405924406,"d":"2.86002"},{"v":2.162785749512432,"d":"2.16279"},{"v":-2.077611544112098,"d":"-2.07761"},{"v":0.6009762641454276,"d":"0.60098"},"OK"]
[{"$nulls":13},51.406471252441406,-45.13046646118164,38.33413314819336,null,{"v":2.288811583560487,"d":"2.28881"},{"v":0.8745491419868059,"d":"0.87455"},{"v":-0.5753582132455596,"d":"-0.57536"},{"v":0.6586342901798656,"d":"0.65863"},"OK"]
[{"$nulls":13},51.665992736816406,-45.143733978271484,38.265037536621094,null,{"v":1.9901801318888757,"d":"1.99018"},{"v":0.8722070216654871,"d":"0.87221"},{"v":-0.3551607236112457,"d":"-0.35516"},{"v":0.7966215845974272,"d":"0.79662"},"OK"]
[{"$nulls":13},50.982906341552734,-46.01889419555664,38.02427673339844,null,{"v":-2.494204450273477,"d":"-2.49420"},{"v":0.5174387328294143,"d":"0.51744"},{"v":-0.41274106205085376,"d":"-0.41274"},{"v":-0.3120699567873257,"d":"-0.31207"},"OK"]
[{"$nulls":13},51.66496276855469,-46.40073013305664,37.95629119873047,null,{"v":-0.5694174115122672,"d":"-0.56942"},{"v":0.43335592132659306,"d":"0.43336"},{"v":0.36497895075025255,"d":"0.36498"},{"v":-0.23364015078334685,"d":"-0.23364"},"OK"]
[{"$nulls":13},52.13452911376953,-46.18156433105469,38.12493133544922,null,{"v":0.33217179028095084,"d":"0.33217"},{"v":0.6599945473505693,"d":"0.65999"},{"v":0.623916842680003,"d":"0.62392"},{"v":0.21522215488350463,"d":"0.21522"},"OK"]
[{"$nulls":13},52.04987335205078,-45.86927795410156,38.12649917602539,null,{"v":0.8442638724532621,"d":"0.84426"},{"v":0.5651981569144008,"d":"0.56520"},{"v":0.3754507951934943,"d":"0.37545"},{"v":0.4224756288450358,"d":"0.42248"},"OK"]
[{"$nulls":13},51.32406997680664,-46.03041458129883,38.03375244140625,null,{"v":-2.3595406009744577,"d":"-2.35954"},{"v":0.1785396869505461,"d":"0.17854"},{"v":-0.12666835099615908,"d":"-0.12667"},{"v":-0.12582348219753273,"d":"-0.12582"},"OK"]
[{"$nulls":13},50.98488998413086,-46.121070861816406,38.04862594604492,null,{"v":-2.299878645757863,"d":"-2.29988"},{"v":0.5291469380329755,"d":"0.52915"},{"v":-0.3525100290663372,"d":"-0.35251"},{"v":-0.39463041119169173,"d":"-0.39463"},"OK"]
[{"$nulls":13},50.72761917114258,-46.359642028808594,37.815330505371094,null,{"v":-2.094953633626459,"d":"-2.09495"},{"v":0.8520061817099917,"d":"0.85201"},{"v":-0.4264151416820897,"d":"-0.42642"},{"v":-0.7376209464327071,"d":"-0.73762"},"OK"]
[{"$nulls":13},51.63437271118164,-44.92343521118164,38.42980194091797,null,{"v":2.0574875603937803,"d":"2.05749"},{"v":1.0849183241303575,"d":"1.08492"},{"v":-0.5074205140103557,"d":"-0.50742"},{"v":0.9589432683924998,"d":"0.95894"},"OK"]
[{"$nulls":13},53.10386276245117,-47.59260559082031,37.79997253417969,null,{"v":-0.17101118687853034,"d":"-0.17101"},{"v":2.260258465018906,"d":"2.26026"},{"v":2.2272884999163343,"d":"2.22729"},{"v":-0.38464823778364915,"d":"-0.38465"},"OK"]
[{"$nulls":13},53.368492126464844,-46.95698547363281,37.988441467285156,null,{"v":0.13752915644136327,"d":"0.13753"},{"v":2.0993056050526167,"d":"2.09931"},{"v":2.079483462737589,"d":"2.07948"},{"v":0.2878064481665058,"d":"0.28781"},"OK"]
[{"$nulls":13},49.75566101074219,-45.102657318115234,38.20460510253906,null,{"v":3.2773319594243517,"d":"3.27733"},{"v":1.9616172914656698,"d":"1.96162"},{"v":-1.943573466644685,"d":"-1.94357"},{"v":-0.26545164895300977,"d":"-0.26545"},"OK"]
[{"$nulls":13},51.97829055786133,-45.705997467041016,38.056007385253906,null,{"v":1.1620194464600588,"d":"1.16202"},{"v":0.5614261724622385,"d":"0.56143"},{"v":0.223159763103434,"d":"0.22316"},{"v":0.5151689696179481,"d":"0.51517"},"OK"]
[{"$nulls":13},51.092803955078125,-46.1186408996582,38.153526306152344,null,{"v":-2.247215364902468,"d":"-2.24722"},{"v":0.424127671900485,"d":"0.42413"},{"v":-0.2655058481927119,"d":"-0.26551"},{"v":-0.3307429918338317,"d":"-0.33074"},"OK"]